## Sheet1
Sort | Part Number | List Price | Page | Net Price Items | English Description | Size | Qualifier1 | Qualifier2 | Finish | Min. OWG PSI Rating | Unit Weight | Notes | SIN | TDSheet | Box Qty
1 | 53-111-1-165 | 54.27 | 1--1 | 0 | Model TY-L, Upright Sprinklers | 1/2" NPT | K=5.6 | 165°F/74°C | Brass | na | Each | 0.215 | na | TY3111 | TFP110 | 100
2 | 53-112-1-165 | 54.27 | 1--1 | 0 | Model TY-L, Pendent Sprinklers | 1/2" NPT | K=5.6 | 165°F/74°C | Brass | na | Each | 0.19 | na | TY3211 | TFP110 | 100
3 | 53-111-1-212 | 54.27 | 1--1 | 0 | Model TY-L, Upright Sprinklers | 1/2" NPT | K=5.6 | 212°F/100°C | Brass | na | Each | 0.215 | na | TY3111 | TFP110 | 100
4 | 53-112-1-212 | 54.27 | 1--1 | 0 | Model TY-L, Pendent Sprinklers | 1/2" NPT | K=5.6 | 212°F/100°C | Brass | na | Each | 0.19 | na | TY3211 | TFP110 | 100
5 | 53-111-1-280 | 54.27 | 1--1 | 0 | Model TY-L, Upright Sprinklers | 1/2" NPT | K=5.6 | 280°F/138°C | Brass | na | Each | 0.215 | na | TY3111 | TFP110 | 100
6 | 53-112-1-280 | 54.27 | 1--1 | 0 | Model TY-L, Pendent Sprinklers | 1/2" NPT | K=5.6 | 280°F/138°C | Brass | na | Each | 0.19 | na | TY3211 | TFP110 | 100
7 | 53-111-9-165 | 65.61 | 1--1 | 0 | Model TY-L, Upright Sprinklers | 1/2" NPT | K=5.6 | 165°F/74°C | Chrome | na | Each | 0.215 | na | TY3111 | TFP110 | 100
8 | 53-112-9-165 | 65.61 | 1--1 | 0 | Model TY-L, Pendent Sprinklers | 1/2" NPT | K=5.6 | 165°F/74°C | Chrome | na | Each | 0.19 | na | TY3211 | TFP110 | 100
9 | 53-111-9-212 | 65.61 | 1--1 | 0 | Model TY-L, Upright Sprinklers | 1/2" NPT | K=5.6 | 212°F/100°C | Chrome | na | Each | 0.215 | na | TY3111 | TFP110 | 100
10 | 53-112-9-212 | 65.61 | 1--1 | 0 | Model TY-L, Pendent Sprinklers | 1/2" NPT | K=5.6 | 212°F/100°C | Chrome | na | Each | 0.19 | na | TY3211 | TFP110 | 100
11 | 53-111-9-280 | 65.61 | 1--1 | 0 | Model TY-L, Upright Sprinklers | 1/2" NPT | K=5.6 | 280°F/138°C | Chrome | na | Each | 0.215 | na | TY3111 | TFP110 | 100
12 | 53-112-9-280 | 65.61 | 1--1 | 0 | Model TY-L, Pendent Sprinklers | 1/2" NPT | K=5.6 | 280°F/138°C | Chrome | na | Each | 0.19 | na | TY3211 | TFP110 | 100
13 | 53-111-7-165 | 138.78 | 1--1 | 0 | Model TY-L, Upright Sprinklers | 1/2" NPT | K=5.6 | 165°F/74°C | Lead Coated | na | Each | 0.215 | na | TY3111 | TFP110 | 100
14 | 53-112-7-165 | 138.78 | 1--1 | 0 | Model TY-L, Pendent Sprinklers | 1/2" NPT | K=5.6 | 165°F/74°C | Lead Coated | na | Each | 0.19 | na | TY3211 | TFP110 | 100
15 | 53-111-7-212 | 138.78 | 1--1 | 0 | Model TY-L, Upright Sprinklers | 1/2" NPT | K=5.6 | 212°F/100°C | Lead Coated | na | Each | 0.215 | na | TY3111 | TFP110 | 100
16 | 53-112-7-212 | 138.78 | 1--1 | 0 | Model TY-L, Pendent Sprinklers | 1/2" NPT | K=5.6 | 212°F/100°C | Lead Coated | na | Each | 0.19 | na | TY3211 | TFP110 | 100
17 | 53-111-7-280 | 138.78 | 1--1 | 0 | Model TY-L, Upright Sprinklers | 1/2" NPT | K=5.6 | 280°F/138°C | Lead Coated | na | Each | 0.215 | na | TY3111 | TFP110 | 100
18 | 53-112-7-280 | 138.78 | 1--1 | 0 | Model TY-L, Pendent Sprinklers | 1/2" NPT | K=5.6 | 280°F/138°C | Lead Coated | na | Each | 0.19 | na | TY3211 | TFP110 | 100
19 | 53-111-6-165 | 131.76 | 1--1 | 0 | Model TY-L, Upright Sprinklers | 1/2" NPT | K=5.6 | 165°F/74°C | Wax Coated | na | Each | 0.215 | na | TY3111 | TFP110 | 100
20 | 53-112-6-165 | 131.76 | 1--1 | 0 | Model TY-L, Pendent Sprinklers | 1/2" NPT | K=5.6 | 165°F/74°C | Wax Coated | na | Each | 0.19 | na | TY3211 | TFP110 | 100
21 | 53-111-6-212 | 131.76 | 1--1 | 0 | Model TY-L, Upright Sprinklers | 1/2" NPT | K=5.6 | 212°F/100°C | Wax Coated | na | Each | 0.215 | na | TY3111 | TFP110 | 100
22 | 53-112-6-212 | 131.76 | 1--1 | 0 | Model TY-L, Pendent Sprinklers | 1/2" NPT | K=5.6 | 212°F/100°C | Wax Coated | na | Each | 0.19 | na | TY3211 | TFP110 | 100
23 | 53-111-8-165 | 184.14 | 1--1 | 0 | Model TY-L, Upright Sprinklers | 1/2" NPT | K=5.6 | 165°F/74°C | Wax over Lead Coated | na | Each | 0.215 | na | TY3111 | TFP110 | 100
24 | 53-112-8-165 | 184.14 | 1--1 | 0 | Model TY-L, Pendent Sprinklers | 1/2" NPT | K=5.6 | 165°F/74°C | Wax over Lead Coated | na | Each | 0.19 | na | TY3211 | TFP110 | 100
25 | 53-111-8-212 | 184.14 | 1--1 | 0 | Model TY-L, Upright Sprinklers | 1/2" NPT | K=5.6 | 212°F/100°C | Wax over Lead Coated | na | Each | 0.215 | na | TY3111 | TFP110 | 100
26 | 53-112-8-212 | 184.14 | 1--1 | 0 | Model TY-L, Pendent Sprinklers | 1/2" NPT | K=5.6 | 212°F/100°C | Wax over Lead Coated | na | Each | 0.19 | na | TY3211 | TFP110 | 100
27 | 56-705-2-010 | 18.63 | 1--1 | 0 | Recessed Escutcheon (Style 20) | 1/2" NPT | na | na | Brass | na | Each | 0 | na | 0 | TFP770 | 0
28 | 56-705-9-010 | 12.69 | 1--1 | 0 | Recessed Escutcheon (Style 20) | 1/2" NPT | na | na | Chrome Plated | na | Each | 0 | na | 0 | TFP770 | 0
29 | 56-705-4-010 | 12.69 | 1--1 | 0 | Recessed Escutcheon (Style 20) | 1/2" NPT | na | na | Signal White (RAL 9003) | na | Each | 0 | na | 0 | TFP770 | 0
30 | 56-000-1-849 | 91.3 | 1--1 | 0 | Sprinkler Wrench, W-Type 9 Wrench - TY-FRL, TY-L | na | na | na | na | na | Each | 0 | na | 0 | 0 | 0
31 | 56-000-1-948 | 139.67 | 1--1 | 0 | Sprinkler Wrench W-Type 10 Wrench (Recessed Only) | na | na | na | na | na | Each | 0 | TY-FRFS, TY-FS, TY-FS Special, TY-L | 0 | 0 | 0
32 | 53-101-1-165 | 90.99 | 1--2 | 0 | Model TY-L, Upright Sprinklers | 3/4" NPT | K=8.0 | 165°F/74°C | Brass | na | Each | 0.215 | na | TY4111 | TFP110 | 100
33 | 53-101-1-212 | 90.99 | 1--2 | 0 | Model TY-L, Upright Sprinklers | 3/4" NPT | K=8.0 | 212°F/100°C | Brass | na | Each | 0.215 | na | TY4111 | TFP110 | 100
34 | 53-101-1-280 | 90.99 | 1--2 | 0 | Model TY-L, Upright Sprinklers | 3/4" NPT | K=8.0 | 280°F/138°C | Brass | na | Each | 0.215 | na | TY4111 | TFP110 | 100
35 | 53-101-9-165 | 104.22 | 1--2 | 0 | Model TY-L, Upright Sprinklers | 3/4" NPT | K=8.0 | 165°F/74°C | Chrome | na | Each | 0.215 | na | TY4111 | TFP110 | 100
36 | 53-101-9-212 | 104.22 | 1--2 | 0 | Model TY-L, Upright Sprinklers | 3/4" NPT | K=8.0 | 212°F/100°C | Chrome | na | Each | 0.215 | na | TY4111 | TFP110 | 100
37 | 53-101-9-280 | 104.22 | 1--2 | 0 | Model TY-L, Pendent Sprinklers | 3/4" NPT | K=8.0 | 280°F/138°C | Chrome | na | Each | 0.215 | na | TY4211 | TFP110 | 100
38 | 53-101-7-165 | 226.8 | 1--2 | 0 | Model TY-L, Upright Sprinklers | 3/4" NPT | K=8.0 | 165°F/74°C | Chrome | na | Each | 0.215 | na | TY4111 | TFP110 | 100
39 | 53-101-7-212 | 226.8 | 1--2 | 0 | Model TY-L, Upright Sprinklers | 3/4" NPT | K=8.0 | 212°F/100°C | Lead Coated | na | Each | 0.215 | na | TY4111 | TFP110 | 100
40 | 53-101-7-280 | 226.8 | 1--2 | 0 | Model TY-L, Upright Sprinklers | 3/4" NPT | K=8.0 | 280°F/138°C | Lead Coated | na | Each | 0.215 | na | TY4111 | TFP110 | 100
41 | 53-101-6-165 | 213.84 | 1--2 | 0 | Model TY-L, Upright Sprinklers | 3/4" NPT | K=8.0 | 165°F/74°C | Wax Coated | na | Each | 0.215 | na | TY4111 | TFP110 | 100
42 | 53-101-6-212 | 213.84 | 1--2 | 0 | Model TY-L, Upright Sprinklers | 3/4" NPT | K=8.0 | 212°F/100°C | Wax Coated | na | Each | 0.215 | na | TY4111 | TFP110 | 100
43 | 53-101-8-165 | 289.44 | 1--2 | 0 | Model TY-L, Upright Sprinklers | 3/4" NPT | K=8.0 | 165°F/74°C | Wax over Lead Coated | na | Each | 0.215 | na | TY4111 | TFP110 | 100
44 | 53-101-8-212 | 289.44 | 1--2 | 0 | Model TY-L, Upright Sprinklers | 3/4" NPT | K=8.0 | 212°F/100°C | Wax over Lead Coated | na | Each | 0.215 | na | TY4111 | TFP110 | 100
45 | 56-000-1-849 | 91.3 | 1--2 | 0 | Sprinkler Wrench, W-Type 9 Wrench - TY-FRL, TY-L | na | na | na | na | na | Each | 0 | na | 0 | 0 | 0
46 | 53-106-1-165 | 160.92 | 1--3 | 0 | Model TY-L, Upright Sprinklers | 1/2" NPT | K=8.0 | 165°F/74°C | Brass | na | Each | 0.215 | na | TY4811 | TFP110 | 100
47 | 53-106-1-212 | 160.92 | 1--3 | 0 | Model TY-L, Upright Sprinklers | 1/2" NPT | K=8.0 | 212°F/100°C | Brass | na | Each | 0.215 | na | TY4811 | TFP110 | 100
48 | 53-106-1-280 | 160.92 | 1--3 | 0 | Model TY-L, Upright Sprinklers | 1/2" NPT | K=8.0 | 280°F/138°C | Brass | na | Each | 0.215 | na | TY4811 | TFP110 | 100
49 | 53-106-7-165 | 306.72 | 1--3 | 0 | Model TY-L, Upright Sprinklers | 1/2" NPT | K=8.0 | 165°F/74°C | Lead Coated | na | Each | 0.215 | na | TY4811 | TFP110 | 100
50 | 53-106-7-212 | 306.72 | 1--3 | 0 | Model TY-L, Upright Sprinklers | 1/2" NPT | K=8.0 | 212°F/100°C | Lead Coated | na | Each | 0.215 | na | TY4811 | TFP110 | 100
51 | 53-106-7-280 | 306.72 | 1--3 | 0 | Model TY-L, Upright Sprinklers | 1/2" NPT | K=8.0 | 280°F/138°C | Lead Coated | na | Each | 0.215 | na | TY4811 | TFP110 | 100
52 | 53-106-6-165 | 293.22 | 1--3 | 0 | Model TY-L, Upright Sprinklers | 1/2" NPT | K=8.0 | 165°F/74°C | Wax Coated | na | Each | 0.215 | na | TY4811 | TFP110 | 100
53 | 53-106-6-212 | 293.22 | 1--3 | 0 | Model TY-L, Upright Sprinklers | 1/2" NPT | K=8.0 | 212°F/100°C | Wax Coated | na | Each | 0.215 | na | TY4811 | TFP110 | 100
54 | 53-106-8-165 | 360.18 | 1--3 | 0 | Model TY-L, Upright Sprinklers | 1/2" NPT | K=8.0 | 165°F/74°C | Wax over Lead | na | Each | 0.215 | na | TY4811 | TFP110 | 100
55 | 53-106-8-212 | 360.18 | 1--3 | 0 | Model TY-L, Upright Sprinklers | 1/2" NPT | K=8.0 | 212°F/100°C | Wax over Lead | na | Each | 0.215 | na | TY4811 | TFP110 | 100
56 | 56-000-1-849 | 91.3 | 1--3 | 0 | Sprinkler Wrench, W-Type 9 Wrench - TY-FRL, TY-L | na | na | na | na | na | Each | 0 | na | 0 | 0 | 0
57 | 53-113-1-165 | 94.77 | 1--3 | 0 | Model TY-L, Horizontal Sidewall Sprinkler | 1/2" NPT | K=5.6 | 165°F/74°C | Brass | na | Each | 0.19 | na | TY3311 | TFP120 | 100
58 | 53-113-1-212 | 94.77 | 1--3 | 0 | Model TY-L, Horizontal Sidewall Sprinkler | 1/2" NPT | K=5.6 | 212°F/100°C | Brass | na | Each | 0.19 | na | TY3311 | TFP120 | 100
59 | 53-113-1-280 | 94.77 | 1--3 | 0 | Model TY-L, Horizontal Sidewall Sprinkler | 1/2" NPT | K=5.6 | 280°F/138°C | Brass | na | Each | 0.19 | na | TY3311 | TFP120 | 100
60 | 53-113-9-165 | 104.76 | 1--3 | 0 | Model TY-L, Horizontal Sidewall Sprinkler | 1/2" NPT | K=5.6 | 165°F/74°C | Chrome | na | Each | 0.19 | na | TY3311 | TFP120 | 100
61 | 53-113-9-212 | 104.76 | 1--3 | 0 | Model TY-L, Horizontal Sidewall Sprinkler | 1/2" NPT | K=5.6 | 212°F/100°C | Chrome | na | Each | 0.19 | na | TY3311 | TFP120 | 100
62 | 53-113-9-280 | 104.76 | 1--3 | 0 | Model TY-L, Horizontal Sidewall Sprinkler | 1/2" NPT | K=5.6 | 280°F/138°C | Chrome | na | Each | 0.19 | na | TY3311 | TFP120 | 100
63 | 53-113-6-165 | 179.28 | 1--3 | 0 | Model TY-L, Horizontal Sidewall Sprinkler | 1/2" NPT | K=5.6 | 165°F/74°C | Wax | na | Each | 0.19 | na | TY3311 | TFP120 | 100
64 | 53-113-6-212 | 179.28 | 1--3 | 0 | Model TY-L, Horizontal Sidewall Sprinkler | 1/2" NPT | K=5.6 | 212°F/100°C | Wax | na | Each | 0.19 | na | TY3311 | TFP120 | 100
65 | 53-113-7-165 | 199.8 | 1--3 | 0 | Model TY-L, Horizontal Sidewall Sprinkler | 1/2" NPT | K=5.6 | 165°F/74°C | Lead Coated | na | Each | 0.19 | na | TY3311 | TFP120 | 100
66 | 53-113-7-212 | 199.8 | 1--3 | 0 | Model TY-L, Horizontal Sidewall Sprinkler | 1/2" NPT | K=5.6 | 212°F/100°C | Lead Coated | na | Each | 0.19 | na | TY3311 | TFP120 | 100
67 | 53-113-8-165 | 251.64 | 1--3 | 0 | Model TY-L, Horizontal Sidewall Sprinkler | 1/2" NPT | K=5.6 | 165°F/74°C | Wax over Lead | na | Each | 0.19 | na | TY3311 | TFP120 | 100
68 | 53-113-8-212 | 251.64 | 1--3 | 0 | Model TY-L, Horizontal Sidewall Sprinkler | 1/2" NPT | K=5.6 | 212°F/100°C | Wax over Lead | na | Each | 0.19 | na | TY3311 | TFP120 | 100
69 | 56-000-1-849 | 91.3 | 1--3 | 0 | Sprinkler Wrench, W-Type 9 Wrench - TY-FRL, TY-L | na | na | na | na | na | Each | 0 | na | 0 | 0 | 0
70 | 58-973-1-165 | 187.38 | 1--4 | 0 | Model TY-FRL, Quick Response, Upright Sprinklers | 1/2" NPT | K=2.8 | 165°F/74°C | Brass | na | Each | 0.2 | na | TY1121 | TFP130 | 100
71 | 58-981-1-165 | 187.38 | 1--4 | 0 | Model TY-FRL, Quick Response, Pendent Sprinklers | 1/2" NPT | K=2.8 | 165°F/74°C | Brass | na | Each | 0.185 | na | TY1221 | TFP130 | 100
72 | 58-973-1-212 | 187.38 | 1--4 | 0 | Model TY-FRL, Quick Response, Upright Sprinklers | 1/2" NPT | K=2.8 | 212°F/100°C | Brass | na | Each | 0.2 | na | TY1121 | TFP130 | 100
73 | 58-981-1-212 | 187.38 | 1--4 | 0 | Model TY-FRL, Quick Response, Pendent Sprinklers | 1/2" NPT | K=2.8 | 212°F/100°C | Brass | na | Each | 0.185 | na | TY1221 | TFP130 | 100
74 | 58-973-9-165 | 201.42 | 1--4 | 0 | Model TY-FRL, Quick Response, Upright Sprinklers | 1/2" NPT | K=2.8 | 165°F/74°C | Chrome | na | Each | 0.2 | na | TY1121 | TFP130 | 100
75 | 58-981-9-165 | 201.42 | 1--4 | 0 | Model TY-FRL, Quick Response, Pendent Sprinklers | 1/2" NPT | K=2.8 | 165°F/74°C | Chrome | na | Each | 0.185 | na | TY1221 | TFP130 | 100
76 | 58-973-9-212 | 201.42 | 1--4 | 0 | Model TY-FRL, Quick Response, Upright Sprinklers | 1/2" NPT | K=2.8 | 212°F/100°C | Chrome | na | Each | 0.2 | na | TY1121 | TFP130 | 100
77 | 58-981-9-212 | 201.42 | 1--4 | 0 | Model TY-FRL, Quick Response, Pendent Sprinklers | 1/2" NPT | K=2.8 | 212°F/100°C | Chrome | na | Each | 0.185 | na | TY1221 | TFP130 | 100
78 | 56-705-2-010 | 18.63 | 1--4 | 0 | Recessed Escutcheon (Style 20) | 1/2" NPT | na | na | Brass | na | Each | 0 | na | 0 | TFP770 | 0
79 | 56-705-9-010 | 12.69 | 1--4 | 0 | Recessed Escutcheon (Style 20) | 1/2" NPT | na | na | Chrome Plated | na | Each | 0 | na | 0 | TFP770 | 0
80 | 56-705-4-010 | 12.69 | 1--4 | 0 | Recessed Escutcheon (Style 20) | 1/2" NPT | na | na | Signal White (RAL 9003) | na | Each | 0 | na | 0 | TFP770 | 0
81 | 56-000-1-849 | 91.3 | 1--4 | 0 | Sprinkler Wrench, W-Type 9 Wrench - TY-FRL, TY-L | na | na | na | na | na | Each | 0 | na | 0 | 0 | 0
82 | 56-798-1-001 | 129.94 | 1--4 | 0 | Sprinkler Wrench W-Type 12 (Recessed Only) | na | na | na | na | na | Each | 0 | LD | 0 | 0 | 0
83 | 58-974-1-165 | 165.78 | 1--5 | 0 | Model TY-FRL, Quick Response, Upright Sprinkler | 1/2" NPT | K=5.6 | 165°F/74°C | Brass | na | Each | 0.2 | na | TY3121 | TFP130 | 100
84 | 58-982-1-165 | 165.78 | 1--5 | 0 | Model TY-FRL, Quick Response, Pendent Sprinkler | 1/2" NPT | K=5.6 | 165°F/74°C | Brass | na | Each | 0.185 | na | TY3221 | TFP130 | 100
85 | 58-974-1-212 | 165.78 | 1--5 | 0 | Model TY-FRL, Quick Response, Upright Sprinkler | 1/2" NPT | K=5.6 | 212°F/100°C | Brass | na | Each | 0.2 | na | TY3121 | TFP130 | 100
86 | 58-982-1-212 | 165.78 | 1--5 | 0 | Model TY-FRL, Quick Response, Pendent Sprinkler | 1/2" NPT | K=5.6 | 212°F/100°C | Brass | na | Each | 0.185 | na | TY3221 | TFP130 | 100
87 | 58-974-9-165 | 180.9 | 1--5 | 0 | Model TY-FRL, Quick Response, Upright Sprinkler | 1/2" NPT | K=5.6 | 165°F/74°C | Chrome | na | Each | 0.2 | na | TY3121 | TFP130 | 100
88 | 58-982-9-165 | 180.9 | 1--5 | 0 | Model TY-FRL, Quick Response, Pendent Sprinkler | 1/2" NPT | K=5.6 | 165°F/74°C | Chrome | na | Each | 0.185 | na | TY3221 | TFP130 | 100
89 | 58-974-9-212 | 180.9 | 1--5 | 0 | Model TY-FRL, Quick Response, Upright Sprinkler | 1/2" NPT | K=5.6 | 212°F/100°C | Chrome | na | Each | 0.2 | na | TY3121 | TFP130 | 100
90 | 58-982-9-212 | 180.9 | 1--5 | 0 | Model TY-FRL, Quick Response, Pendent Sprinkler | 1/2" NPT | K=5.6 | 212°F/100°C | Chrome | na | Each | 0.185 | na | TY3221 | TFP130 | 100
91 | 56-705-2-010 | 18.63 | 1--5 | 0 | Recessed Escutcheon (Style 20) | 1/2" NPT | na | na | Brass | na | Each | 0 | na | 0 | TFP770 | 0
92 | 56-705-9-010 | 12.69 | 1--5 | 0 | Recessed Escutcheon (Style 20) | 1/2" NPT | na | na | Chrome Plated | na | Each | 0 | na | 0 | TFP770 | 0
93 | 56-705-4-010 | 12.69 | 1--5 | 0 | Recessed Escutcheon (Style 20) | 1/2" NPT | na | na | Signal White (RAL 9003) | na | Each | 0 | na | 0 | TFP770 | 0
94 | 56-000-1-849 | 91.3 | 1--5 | 0 | Sprinkler Wrench, W-Type 9 Wrench - TY-FRL, TY-L | na | na | na | na | na | Each | 0 | na | 0 | 0 | 0
95 | 56-798-1-001 | 129.94 | 1--5 | 0 | Sprinkler Wrench W-Type 12 (Recessed Only) | na | na | na | na | na | Each | 0 | LD | 0 | 0 | 0
96 | 58-174-1-165 | 194.4 | 1--6 | 0 | Model TY-FRL, Quick Response, Upright Sprinkler | 3/4" NPT | K=8.0 | 165°F/74°C | Brass | na | Each | 0.25 | na | TY4121 | TFP130 | 100
97 | 58-172-1-165 | 194.4 | 1--6 | 0 | Model TY-FRL, Quick Response, Pendent Sprinkler | 3/4" NPT | K=8.0 | 165°F/74°C | Brass | na | Each | 0.25 | na | TY4221 | TFP130 | 100
98 | 58-174-1-212 | 194.4 | 1--6 | 0 | Model TY-FRL, Quick Response, Upright Sprinkler | 3/4" NPT | K=8.0 | 212°F/100°C | Brass | na | Each | 0.25 | na | TY4121 | TFP130 | 100
99 | 58-172-1-212 | 194.4 | 1--6 | 0 | Model TY-FRL, Quick Response, Pendent Sprinkler | 3/4" NPT | K=8.0 | 212°F/100°C | Brass | na | Each | 0.25 | na | TY4221 | TFP130 | 100
100 | 58-174-9-165 | 234.9 | 1--6 | 0 | Model TY-FRL, Quick Response, Upright Sprinkler | 3/4" NPT | K=8.0 | 165°F/74°C | Chrome | na | Each | 0.25 | na | TY4121 | TFP130 | 100
101 | 58-172-9-165 | 234.9 | 1--6 | 0 | Model TY-FRL, Quick Response, Pendent Sprinkler | 3/4" NPT | K=8.0 | 165°F/74°C | Chrome | na | Each | 0.25 | na | TY4221 | TFP130 | 100
102 | 58-174-9-212 | 234.9 | 1--6 | 0 | Model TY-FRL, Quick Response, Upright Sprinkler | 3/4" NPT | K=8.0 | 212°F/100°C | Chrome | na | Each | 0.25 | na | TY4121 | TFP130 | 100
103 | 58-172-9-212 | 234.9 | 1--6 | 0 | Model TY-FRL, Quick Response, Pendent Sprinkler | 3/4" NPT | K=8.0 | 212°F/100°C | Chrome | na | Each | 0.25 | na | TY4221 | TFP130 | 100
104 | 56-000-1-849 | 91.3 | 1--6 | 0 | Sprinkler Wrench, W-Type 9 Wrench - TY-FRL, TY-L | na | na | na | na | na | Each | 0 | na | 0 | 0 | 0
105 | 58-946-1-165 | 212.22 | 1--6 | 0 | Model TY-FRL, QR, Horizontal Sidewall Sprinkler | 1/2" NPT | K=5.6 | 165°F/74°C | Brass | na | Each | 0.2 | na | TY3321 | TFP140 | 100
106 | 58-946-1-212 | 212.22 | 1--6 | 0 | Model TY-FRL, QR, Horizontal Sidewall Sprinkler | 1/2" NPT | K=5.6 | 212°F/100°C | Brass | na | Each | 0.2 | na | TY3321 | TFP140 | 100
107 | 58-946-9-165 | 233.28 | 1--6 | 0 | Model TY-FRL, QR, Horizontal Sidewall Sprinkler | 1/2" NPT | K=5.6 | 165°F/74°C | Chrome | na | Each | 0.2 | na | TY3321 | TFP140 | 100
108 | 58-946-9-212 | 233.28 | 1--6 | 0 | Model TY-FRL, QR, Horizontal Sidewall Sprinkler | 1/2" NPT | K=5.6 | 212°F/100°C | Chrome | na | Each | 0.2 | na | TY3321 | TFP140 | 100
109 | 56-000-1-849 | 91.3 | 1--6 | 0 | Sprinkler Wrench, W-Type 9 Wrench - TY-FRL, TY-L | na | na | na | na | na | Each | 0 | na | 0 | 0 | 0
110 | 77-570-1-135 | 38.88 | 1--7 | 0 | TY-B, 5mm Bulb, Upright Sprinkler | 1/2" NPT | K=5.6 | 135°F/57°C | Brass | na | Each | 0.18 | na | TY3151 | TFP151 | 100
111 | 77-571-1-135 | 38.88 | 1--7 | 0 | TY-B, 5mm Bulb, Pendent Recessed Pendent Sprinkler | 1/2" NPT | K=5.6 | 135°F/57°C | Brass | na | Each | 0.17 | na | TY3251 | TFP151 | 100
112 | 77-570-1-155 | 36.99 | 1--7 | 0 | TY-B, 5mm Bulb, Upright Sprinkler | 1/2" NPT | K=5.6 | 155°F/68°C | Brass | na | Each | 0.18 | na | TY3151 | TFP151 | 100
113 | 77-571-1-155 | 36.99 | 1--7 | 0 | TY-B, 5mm Bulb, Pendent Recessed Pendent Sprinkler | 1/2" NPT | K=5.6 | 155°F/68°C | Brass | na | Each | 0.17 | na | TY3251 | TFP151 | 100
114 | 77-570-1-175 | 38.88 | 1--7 | 0 | TY-B, 5mm Bulb, Upright Sprinkler | 1/2" NPT | K=5.6 | 175°F/79°C | Brass | na | Each | 0.18 | na | TY3151 | TFP151 | 100
115 | 77-571-1-175 | 38.88 | 1--7 | 0 | TY-B, 5mm Bulb, Pendent Recessed Pendent Sprinkler | 1/2" NPT | K=5.6 | 175°F/79°C | Brass | na | Each | 0.17 | na | TY3251 | TFP151 | 100
116 | 77-570-1-200 | 36.99 | 1--7 | 0 | TY-B, 5mm Bulb, Upright Sprinkler | 1/2" NPT | K=5.6 | 200°F/93°C | Brass | na | Each | 0.18 | na | TY3151 | TFP151 | 100
117 | 77-571-1-200 | 36.99 | 1--7 | 0 | TY-B, 5mm Bulb, Pendent Recessed Pendent Sprinkler | 1/2" NPT | K=5.6 | 200°F/93°C | Brass | na | Each | 0.17 | na | TY3251 | TFP151 | 100
118 | 77-570-1-286 | 36.99 | 1--7 | 0 | TY-B, 5mm Bulb, Upright Sprinkler | 1/2" NPT | K=5.6 | 286°F/141°C | Brass | na | Each | 0.18 | na | TY3151 | TFP151 | 100
119 | 77-571-1-286 | 36.99 | 1--7 | 0 | TY-B, 5mm Bulb, Pendent Recessed Pendent Sprinkler | 1/2" NPT | K=5.6 | 286°F/141°C | Brass | na | Each | 0.17 | na | TY3251 | TFP151 | 100
120 | 77-570-9-135 | 45.09 | 1--7 | 0 | TY-B, 5mm Bulb, Upright Sprinkler | 1/2" NPT | K=5.6 | 135°F/57°C | Chrome | na | Each | 0.18 | na | TY3151 | TFP151 | 100
121 | 77-571-9-135 | 45.09 | 1--7 | 0 | TY-B, 5mm Bulb, Pendent Recessed Pendent Sprinkler | 1/2" NPT | K=5.6 | 135°F/57°C | Chrome | na | Each | 0.17 | na | TY3251 | TFP151 | 100
122 | 77-570-9-155 | 43.74 | 1--7 | 0 | TY-B, 5mm Bulb, Upright Sprinkler | 1/2" NPT | K=5.6 | 155°F/68°C | Chrome | na | Each | 0.18 | na | TY3151 | TFP151 | 100
123 | 77-571-9-155 | 43.74 | 1--7 | 0 | TY-B, 5mm Bulb, Pendent Recessed Pendent Sprinkler | 1/2" NPT | K=5.6 | 155°F/68°C | Chrome | na | Each | 0.17 | na | TY3251 | TFP151 | 100
124 | 77-570-9-175 | 45.09 | 1--7 | 0 | TY-B, 5mm Bulb, Upright Sprinkler | 1/2" NPT | K=5.6 | 175°F/79°C | Chrome | na | Each | 0.18 | na | TY3151 | TFP151 | 100
125 | 77-571-9-175 | 45.09 | 1--7 | 0 | TY-B, 5mm Bulb, Pendent Recessed Pendent Sprinkler | 1/2" NPT | K=5.6 | 175°F/79°C | Chrome | na | Each | 0.17 | na | TY3251 | TFP151 | 100
126 | 77-570-9-200 | 45.09 | 1--7 | 0 | TY-B, 5mm Bulb, Upright Sprinkler | 1/2" NPT | K=5.6 | 200°F/93°C | Chrome | na | Each | 0.18 | na | TY3151 | TFP151 | 100
127 | 77-571-9-200 | 45.09 | 1--7 | 0 | TY-B, 5mm Bulb, Pendent Recessed Pendent Sprinkler | 1/2" NPT | K=5.6 | 200°F/93°C | Chrome | na | Each | 0.17 | na | TY3251 | TFP151 | 100
128 | 77-570-9-286 | 45.09 | 1--7 | 0 | TY-B, 5mm Bulb, Upright Sprinkler | 1/2" NPT | K=5.6 | 286°F/141°C | Chrome | na | Each | 0.18 | na | TY3151 | TFP151 | 100
129 | 77-571-9-286 | 45.09 | 1--7 | 0 | TY-B, 5mm Bulb, Pendent Recessed Pendent Sprinkler | 1/2" NPT | K=5.6 | 286°F/141°C | Chrome | na | Each | 0.17 | na | TY3251 | TFP151 | 100
130 | 77-570-4-135 | 45.09 | 1--7 | 0 | TY-B, 5mm Bulb, Upright Sprinkler | 1/2" NPT | K=5.6 | 135°F/57°C | Signal White (RAL 9003) | na | Each | 0.18 | na | TY3151 | TFP151 | 100
131 | 77-571-4-135 | 67.64 | 1--7 | 0 | TY-B, 5mm Bulb, Pendent Recessed Pendent Sprinkler | 1/2" NPT | K=5.6 | 135°F/57°C | Signal White (RAL 9003) | na | Each | 0.17 | na | TY3251 | TFP151 | 100
132 | 77-570-4-155 | 43.74 | 1--7 | 0 | TY-B, 5mm Bulb, Upright Sprinkler | 1/2" NPT | K=5.6 | 155°F/68°C | Signal White (RAL 9003) | na | Each | 0.18 | na | TY3151 | TFP151 | 100
133 | 77-571-4-155 | 43.74 | 1--7 | 0 | TY-B, 5mm Bulb, Pendent Recessed Pendent Sprinkler | 1/2" NPT | K=5.6 | 155°F/68°C | Signal White (RAL 9003) | na | Each | 0.17 | na | TY3251 | TFP151 | 100
134 | 77-570-4-175 | 45.09 | 1--7 | 0 | TY-B, 5mm Bulb, Upright Sprinkler | 1/2" NPT | K=5.6 | 175°F/79°C | Signal White (RAL 9003) | na | Each | 0.18 | na | TY3151 | TFP151 | 100
135 | 77-571-4-175 | 45.09 | 1--7 | 0 | TY-B, 5mm Bulb, Pendent Recessed Pendent Sprinkler | 1/2" NPT | K=5.6 | 175°F/79°C | Signal White (RAL 9003) | na | Each | 0.17 | na | TY3251 | TFP151 | 100
136 | 77-570-4-200 | 45.09 | 1--7 | 0 | TY-B, 5mm Bulb, Upright Sprinkler | 1/2" NPT | K=5.6 | 200°F/93°C | Signal White (RAL 9003) | na | Each | 0.18 | na | TY3151 | TFP151 | 100
137 | 77-571-4-200 | 45.09 | 1--7 | 0 | TY-B, 5mm Bulb, Pendent Recessed Pendent Sprinkler | 1/2" NPT | K=5.6 | 200°F/93°C | Signal White (RAL 9003) | na | Each | 0.17 | na | TY3251 | TFP151 | 100
138 | 77-570-4-286 | 45.09 | 1--7 | 0 | TY-B, 5mm Bulb, Upright Sprinkler | 1/2" NPT | K=5.6 | 286°F/141°C | Signal White (RAL 9003) | na | Each | 0.18 | na | TY3151 | TFP151 | 100
139 | 77-571-4-286 | 45.09 | 1--7 | 0 | TY-B, 5mm Bulb, Pendent Recessed Pendent Sprinkler | 1/2" NPT | K=5.6 | 286°F/141°C | Signal White (RAL 9003) | na | Each | 0.17 | na | TY3251 | TFP151 | 100
140 | 77-570-5-135 | 49.68 | 1--7 | 0 | TY-B, 5mm Bulb, Upright Sprinkler | 1/2" NPT | K=5.6 | 135°F/57°C | Jet Black (RAL 9005) | na | Each | 0.18 | na | TY3251 | TFP151 | 100
141 | 77-571-5-135 | 49.68 | 1--7 | 0 | TY-B, 5mm Bulb, Pendent Recessed Pendent Sprinkler | 1/2" NPT | K=5.6 | 135°F/57°C | Jet Black (RAL 9005) | na | Each | 0.17 | na | TY3251 | TFP151 | 100
142 | 77-570-5-155 | 47.52 | 1--7 | 0 | TY-B, 5mm Bulb, Upright Sprinkler | 1/2" NPT | K=5.6 | 155°F/68°C | Jet Black (RAL 9005) | na | Each | 0.18 | na | TY3251 | TFP151 | 100
143 | 77-571-5-155 | 47.52 | 1--7 | 0 | TY-B, 5mm Bulb, Pendent Recessed Pendent Sprinkler | 1/2" NPT | K=5.6 | 155°F/68°C | Jet Black (RAL 9005) | na | Each | 0.17 | na | TY3251 | TFP151 | 100
144 | 77-570-5-175 | 49.68 | 1--7 | 0 | TY-B, 5mm Bulb, Upright Sprinkler | 1/2" NPT | K=5.6 | 175°F/79°C | Jet Black (RAL 9005) | na | Each | 0.18 | na | TY3251 | TFP151 | 100
145 | 77-571-5-175 | 49.68 | 1--7 | 0 | TY-B, 5mm Bulb, Pendent Recessed Pendent Sprinkler | 1/2" NPT | K=5.6 | 175°F/79°C | Jet Black (RAL 9005) | na | Each | 0.17 | na | TY3251 | TFP151 | 100
146 | 77-570-5-200 | 49.68 | 1--7 | 0 | TY-B, 5mm Bulb, Upright Sprinkler | 1/2" NPT | K=5.6 | 200°F/93°C | Jet Black (RAL 9005) | na | Each | 0.18 | na | TY3251 | TFP151 | 100
147 | 77-571-5-200 | 49.68 | 1--7 | 0 | TY-B, 5mm Bulb, Pendent Recessed Pendent Sprinkler | 1/2" NPT | K=5.6 | 200°F/93°C | Jet Black (RAL 9005) | na | Each | 0.17 | na | TY3251 | TFP151 | 100
148 | 77-570-5-286 | 49.68 | 1--7 | 0 | TY-B, 5mm Bulb, Upright Sprinkler | 1/2" NPT | K=5.6 | 286°F/141°C | Jet Black (RAL 9005) | na | Each | 0.18 | na | TY3251 | TFP151 | 100
149 | 77-571-5-286 | 49.68 | 1--7 | 0 | TY-B, 5mm Bulb, Pendent Recessed Pendent Sprinkler | 1/2" NPT | K=5.6 | 286°F/141°C | Jet Black (RAL 9005) | na | Each | 0.17 | na | TY3251 | TFP151 | 100
150 | 56-715-2-010 | 18.63 | 1--7 | 0 | Recessed Escutcheon (Style 15) | 1/2" NPT | na | na | Brass | na | Each | 0 | na | 0 | TFP770 | 0
151 | 56-715-9-010 | 12.69 | 1--7 | 0 | Recessed Escutcheon (Style 15) | 1/2" NPT | na | na | Chrome Plated | na | Each | 0 | na | 0 | TFP770 | 0
152 | 56-715-4-010 | 12.69 | 1--7 | 0 | Recessed Escutcheon (Style 15) | 1/2" NPT | na | na | Signal White (RAL 9003) | na | Each | 0 | na | 0 | TFP770 | 0
153 | 56-715-6-010 | 17.01 | 1--7 | 0 | Recessed Escutcheon (Style 15) | 1/2" NPT | na | na | Jet Black (RAL 9005) | na | Each | 0 | na | 0 | TFP770 | 0
154 | 56-705-2-010 | 18.63 | 1--7 | 0 | Recessed Escutcheon (Style 20) | 1/2" NPT | na | na | Brass | na | Each | 0 | na | 0 | TFP770 | 0
155 | 56-705-9-010 | 12.69 | 1--7 | 0 | Recessed Escutcheon (Style 20) | 1/2" NPT | na | na | Chrome Plated | na | Each | 0 | na | 0 | TFP770 | 0
156 | 56-705-4-010 | 12.69 | 1--7 | 0 | Recessed Escutcheon (Style 20) | 1/2" NPT | na | na | Signal White (RAL 9003) | na | Each | 0 | na | 0 | TFP770 | 0
157 | 56-705-6-010 | 17.01 | 1--7 | 0 | Recessed Escutcheon (Style 20) | 1/2" NPT | na | na | Jet Black (RAL 9005) | na | Each | 0 | na | 0 | TFP770 | 0
158 | 56-000-6-387 | 102.46 | 1--7 | 0 | Sprinkler Wrench W-Type 6 Wrench | na | na | na | na | na | Each | 0 | na | 0 | 0 | 0
159 | 56-850-4-001 | 170.58 | 1--7 | 0 | Sprinkler Wrench W-Type 7 Wrench (Recessed Only) | na | na | na | na | na | Each | 0 | CHEC, DS-1, EC-5, LFII, TY-B, TY-FRB, TY-FRFS, TY-FS, TY-FS Special | 0 | 0 | 0
160 | 57-560-1-135 | 53.19 | 1--8 | 0 | TY-B, 5mm Bulb, Upright Sprinklers | 1/2" NPT | K=8.0 | 135°F/57°C | Brass | na | Each | 0.21 | na | TY4851 | TFP151 | 100
161 | 57-561-1-135 | 53.19 | 1--8 | 0 | TY-B, 5mm Bulb, Pendent Sprinklers | 1/2" NPT | K=8.0 | 135°F/57°C | Brass | na | Each | 0.21 | na | TY4951 | TFP151 | 100
162 | 57-560-1-155 | 53.19 | 1--8 | 0 | TY-B, 5mm Bulb, Upright Sprinklers | 1/2" NPT | K=8.0 | 155°F/68°C | Brass | na | Each | 0.21 | na | TY4851 | TFP151 | 100
163 | 57-561-1-155 | 53.19 | 1--8 | 0 | TY-B, 5mm Bulb, Pendent Sprinklers | 1/2" NPT | K=8.0 | 155°F/68°C | Brass | na | Each | 0.21 | na | TY4951 | TFP151 | 100
164 | 57-560-1-175 | 53.19 | 1--8 | 0 | TY-B, 5mm Bulb, Upright Sprinklers | 1/2" NPT | K=8.0 | 175°F/79°C | Brass | na | Each | 0.21 | na | TY4851 | TFP151 | 100
165 | 57-561-1-175 | 53.19 | 1--8 | 0 | TY-B, 5mm Bulb, Pendent Sprinklers | 1/2" NPT | K=8.0 | 175°F/79°C | Brass | na | Each | 0.21 | na | TY4951 | TFP151 | 100
166 | 57-560-1-200 | 53.19 | 1--8 | 0 | TY-B, 5mm Bulb, Upright Sprinklers | 1/2" NPT | K=8.0 | 200°F/93°C | Brass | na | Each | 0.21 | na | TY4851 | TFP151 | 100
167 | 57-561-1-200 | 53.19 | 1--8 | 0 | TY-B, 5mm Bulb, Pendent Sprinklers | 1/2" NPT | K=8.0 | 200°F/93°C | Brass | na | Each | 0.21 | na | TY4951 | TFP151 | 100
168 | 57-560-1-286 | 53.19 | 1--8 | 0 | TY-B, 5mm Bulb, Upright Sprinklers | 1/2" NPT | K=8.0 | 286°F/141°C | Brass | na | Each | 0.21 | na | TY4851 | TFP151 | 100
169 | 57-561-1-286 | 53.19 | 1--8 | 0 | TY-B, 5mm Bulb, Pendent Sprinklers | 1/2" NPT | K=8.0 | 286°F/141°C | Brass | na | Each | 0.21 | na | TY4951 | TFP151 | 100
170 | 57-560-1-360 | 58.86 | 1--8 | 0 | TY-B, 5mm Bulb, Upright Sprinklers | 1/2" NPT | K=8.0 | 360°F/182°C | Brass | na | Each | 0.21 | na | TY4851 | TFP151 | 100
171 | 57-561-1-360 | 58.86 | 1--8 | 0 | TY-B, 5mm Bulb, Pendent Sprinklers | 1/2" NPT | K=8.0 | 360°F/182°C | Brass | na | Each | 0.21 | na | TY4951 | TFP151 | 100
172 | 57-560-9-135 | 58.86 | 1--8 | 0 | TY-B, 5mm Bulb, Upright Sprinklers | 1/2" NPT | K=8.0 | 135°F/57°C | Chrome | na | Each | 0.21 | na | TY4851 | TFP151 | 100
173 | 57-561-9-135 | 58.86 | 1--8 | 0 | TY-B, 5mm Bulb, Pendent Sprinklers | 1/2" NPT | K=8.0 | 135°F/57°C | Chrome | na | Each | 0.21 | na | TY4951 | TFP151 | 100
174 | 57-560-9-155 | 58.86 | 1--8 | 0 | TY-B, 5mm Bulb, Upright Sprinklers | 1/2" NPT | K=8.0 | 155°F/68°C | Chrome | na | Each | 0.21 | na | TY4851 | TFP151 | 100
175 | 57-561-9-155 | 58.86 | 1--8 | 0 | TY-B, 5mm Bulb, Pendent Sprinklers | 1/2" NPT | K=8.0 | 155°F/68°C | Chrome | na | Each | 0.21 | na | TY4951 | TFP151 | 100
176 | 57-560-9-175 | 58.86 | 1--8 | 0 | TY-B, 5mm Bulb, Upright Sprinklers | 1/2" NPT | K=8.0 | 175°F/79°C | Chrome | na | Each | 0.21 | na | TY4851 | TFP151 | 100
177 | 57-561-9-175 | 58.86 | 1--8 | 0 | TY-B, 5mm Bulb, Pendent Sprinklers | 1/2" NPT | K=8.0 | 175°F/79°C | Chrome | na | Each | 0.21 | na | TY4951 | TFP151 | 100
178 | 57-560-9-200 | 58.86 | 1--8 | 0 | TY-B, 5mm Bulb, Upright Sprinklers | 1/2" NPT | K=8.0 | 200°F/93°C | Chrome | na | Each | 0.21 | na | TY4851 | TFP151 | 100
179 | 57-561-9-200 | 58.86 | 1--8 | 0 | TY-B, 5mm Bulb, Pendent Sprinklers | 1/2" NPT | K=8.0 | 200°F/93°C | Chrome | na | Each | 0.21 | na | TY4951 | TFP151 | 100
180 | 57-560-9-286 | 88.29 | 1--8 | 0 | TY-B, 5mm Bulb, Upright Sprinklers | 1/2" NPT | K=8.0 | 286°F/141°C | Chrome | na | Each | 0.21 | na | TY4851 | TFP151 | 100
181 | 57-561-9-286 | 58.86 | 1--8 | 0 | TY-B, 5mm Bulb, Pendent Sprinklers | 1/2" NPT | K=8.0 | 286°F/141°C | Chrome | na | Each | 0.21 | na | TY4951 | TFP151 | 100
182 | 57-560-9-360 | 64.53 | 1--8 | 0 | TY-B, 5mm Bulb, Upright Sprinklers | 1/2" NPT | K=8.0 | 360°F/182°C | Chrome | na | Each | 0.21 | na | TY4851 | TFP151 | 100
183 | 57-561-9-360 | 64.53 | 1--8 | 0 | TY-B, 5mm Bulb, Pendent Sprinklers | 1/2" NPT | K=8.0 | 360°F/182°C | Chrome | na | Each | 0.21 | na | TY4951 | TFP151 | 100
184 | 57-560-4-135 | 58.86 | 1--8 | 0 | TY-B, 5mm Bulb, Upright Sprinklers | 1/2" NPT | K=8.0 | 135°F/57°C | Signal White (RAL 9003) | na | Each | 0.21 | na | TY4851 | TFP151 | 100
185 | 57-561-4-135 | 58.86 | 1--8 | 0 | TY-B, 5mm Bulb, Pendent Sprinklers | 1/2" NPT | K=8.0 | 135°F/57°C | Signal White (RAL 9003) | na | Each | 0.21 | na | TY4951 | TFP151 | 100
186 | 57-560-4-155 | 58.86 | 1--8 | 0 | TY-B, 5mm Bulb, Upright Sprinklers | 1/2" NPT | K=8.0 | 155°F/68°C | Signal White (RAL 9003) | na | Each | 0.21 | na | TY4851 | TFP151 | 100
187 | 57-561-4-155 | 58.86 | 1--8 | 0 | TY-B, 5mm Bulb, Pendent Sprinklers | 1/2" NPT | K=8.0 | 155°F/68°C | Signal White (RAL 9003) | na | Each | 0.21 | na | TY4951 | TFP151 | 100
188 | 57-560-4-175 | 58.86 | 1--8 | 0 | TY-B, 5mm Bulb, Upright Sprinklers | 1/2" NPT | K=8.0 | 175°F/79°C | Signal White (RAL 9003) | na | Each | 0.21 | na | TY4851 | TFP151 | 100
189 | 57-561-4-175 | 58.86 | 1--8 | 0 | TY-B, 5mm Bulb, Pendent Sprinklers | 1/2" NPT | K=8.0 | 175°F/79°C | Signal White (RAL 9003) | na | Each | 0.21 | na | TY4951 | TFP151 | 100
190 | 57-560-4-200 | 58.86 | 1--8 | 0 | TY-B, 5mm Bulb, Upright Sprinklers | 1/2" NPT | K=8.0 | 200°F/93°C | Signal White (RAL 9003) | na | Each | 0.21 | na | TY4851 | TFP151 | 100
191 | 57-561-4-200 | 58.86 | 1--8 | 0 | TY-B, 5mm Bulb, Pendent Sprinklers | 1/2" NPT | K=8.0 | 200°F/93°C | Signal White (RAL 9003) | na | Each | 0.21 | na | TY4951 | TFP151 | 100
192 | 57-560-4-286 | 58.86 | 1--8 | 0 | TY-B, 5mm Bulb, Upright Sprinklers | 1/2" NPT | K=8.0 | 286°F/141°C | Signal White (RAL 9003) | na | Each | 0.21 | na | TY4851 | TFP151 | 100
193 | 57-561-4-286 | 58.86 | 1--8 | 0 | TY-B, 5mm Bulb, Pendent Sprinklers | 1/2" NPT | K=8.0 | 286°F/141°C | Signal White (RAL 9003) | na | Each | 0.21 | na | TY4951 | TFP151 | 100
194 | 57-560-4-360 | 64.53 | 1--8 | 0 | TY-B, 5mm Bulb, Upright Sprinklers | 1/2" NPT | K=8.0 | 360°F/182°C | Signal White (RAL 9003) | na | Each | 0.21 | na | TY4851 | TFP151 | 100
195 | 57-561-4-360 | 64.53 | 1--8 | 0 | TY-B, 5mm Bulb, Pendent Sprinklers | 1/2" NPT | K=8.0 | 360°F/182°C | Signal White (RAL 9003) | na | Each | 0.21 | na | TY4951 | TFP151 | 100
196 | 57-560-5-155 | 62.64 | 1--8 | 0 | TY-B, 5mm Bulb, Upright Sprinklers | 1/2" NPT | K=8.0 | 155°F/68°C | Jet Black (RAL 9005) | na | Each | 0 | na | 0 | TFP151 | 100
197 | 57-561-5-155 | 62.64 | 1--8 | 0 | TY-B, 5mm Bulb, Pendent Sprinklers | 1/2" NPT | K=8.0 | 155°F/68°C | Jet Black (RAL 9005) | na | Each | 0 | na | 0 | TFP151 | 100
198 | 57-560-5-200 | 62.64 | 1--8 | 0 | TY-B, 5mm Bulb, Upright Sprinklers | 1/2" NPT | K=8.0 | 200°F/93°C | Jet Black (RAL 9005) | na | Each | 0 | na | 0 | TFP151 | 100
199 | 57-561-5-200 | 62.64 | 1--8 | 0 | TY-B, 5mm Bulb, Pendent Sprinklers | 1/2" NPT | K=8.0 | 200°F/93°C | Jet Black (RAL 9005) | na | Each | 0 | na | 0 | 0 | 100
200 | 56-000-6-387 | 102.46 | 1--8 | 0 | Sprinkler Wrench W-Type 6 Wrench | na | na | na | na | na | Each | 0 | na | 0 | 0 | 0
201 | 57-590-1-135 | 44.82 | 1--9 | 0 | TY-B, 5mm Bulb, Upright Sprinklers | 3/4" NPT | K=8.0 | 135°F/57°C | Brass | na | Each | 0.21 | na | TY4151 | TFP151 | 100
202 | 57-591-1-135 | 44.82 | 1--9 | 0 | TY-B, 5mm Bulb, Pendent Recessed Pendent Sprinkler | 3/4" NPT | K=8.0 | 135°F/57°C | Brass | na | Each | 0.21 | na | TY4251 | TFP151 | 100
203 | 57-590-1-155 | 43.2 | 1--9 | 0 | TY-B, 5mm Bulb, Upright Sprinklers | 3/4" NPT | K=8.0 | 155°F/68°C | Brass | na | Each | 0.21 | na | TY4151 | TFP151 | 100
204 | 57-591-1-155 | 43.2 | 1--9 | 0 | TY-B, 5mm Bulb, Pendent Recessed Pendent Sprinkler | 3/4" NPT | K=8.0 | 155°F/68°C | Brass | na | Each | 0.21 | na | TY4251 | TFP151 | 100
205 | 57-590-1-175 | 44.82 | 1--9 | 0 | TY-B, 5mm Bulb, Upright Sprinklers | 3/4" NPT | K=8.0 | 175°F/79°C | Brass | na | Each | 0.21 | na | TY4151 | TFP151 | 100
206 | 57-591-1-175 | 44.82 | 1--9 | 0 | TY-B, 5mm Bulb, Pendent Recessed Pendent Sprinkler | 3/4" NPT | K=8.0 | 175°F/79°C | Brass | na | Each | 0.21 | na | TY4251 | TFP151 | 100
207 | 57-590-1-200 | 43.2 | 1--9 | 0 | TY-B, 5mm Bulb, Upright Sprinklers | 3/4" NPT | K=8.0 | 200°F/93°C | Brass | na | Each | 0.21 | na | TY4151 | TFP151 | 100
208 | 57-591-1-200 | 43.2 | 1--9 | 0 | TY-B, 5mm Bulb, Pendent Recessed Pendent Sprinkler | 3/4" NPT | K=8.0 | 200°F/93°C | Brass | na | Each | 0.21 | na | TY4251 | TFP151 | 100
209 | 57-590-1-286 | 43.2 | 1--9 | 0 | TY-B, 5mm Bulb, Upright Sprinklers | 3/4" NPT | K=8.0 | 286°F/141°C | Brass | na | Each | 0.21 | na | TY4151 | TFP151 | 100
210 | 57-591-1-286 | 43.2 | 1--9 | 0 | TY-B, 5mm Bulb, Pendent Recessed Pendent Sprinkler | 3/4" NPT | K=8.0 | 286°F/141°C | Brass | na | Each | 0.21 | na | TY4251 | TFP151 | 100
211 | 57-590-1-360 | 51.57 | 1--9 | 0 | TY-B, 5mm Bulb, Upright Sprinklers | 3/4" NPT | K=8.0 | 360°F/182°C | Brass | na | Each | 0.21 | na | TY4151 | TFP151 | 100
212 | 57-591-1-360 | 51.57 | 1--9 | 0 | TY-B, 5mm Bulb, Pendent Recessed Pendent Sprinkler | 3/4" NPT | K=8.0 | 360°F/182°C | Brass | na | Each | 0.21 | na | TY4251 | TFP151 | 100
213 | 57-590-9-135 | 51.57 | 1--9 | 0 | TY-B, 5mm Bulb, Upright Sprinklers | 3/4" NPT | K=8.0 | 135°F/57°C | Chrome | na | Each | 0.21 | na | TY4151 | TFP151 | 100
214 | 57-591-9-135 | 51.57 | 1--9 | 0 | TY-B, 5mm Bulb, Pendent Recessed Pendent Sprinkler | 3/4" NPT | K=8.0 | 135°F/57°C | Chrome | na | Each | 0.21 | na | TY4251 | TFP151 | 100
215 | 57-590-9-155 | 51.57 | 1--9 | 0 | TY-B, 5mm Bulb, Upright Sprinklers | 3/4" NPT | K=8.0 | 155°F/68°C | Chrome | na | Each | 0.21 | na | TY4151 | TFP151 | 100
216 | 57-591-9-155 | 51.57 | 1--9 | 0 | TY-B, 5mm Bulb, Pendent Recessed Pendent Sprinkler | 3/4" NPT | K=8.0 | 155°F/68°C | Chrome | na | Each | 0.21 | na | TY4251 | TFP151 | 100
217 | 57-590-9-175 | 51.57 | 1--9 | 0 | TY-B, 5mm Bulb, Upright Sprinklers | 3/4" NPT | K=8.0 | 175°F/79°C | Chrome | na | Each | 0.21 | na | TY4151 | TFP151 | 100
218 | 57-591-9-175 | 51.57 | 1--9 | 0 | TY-B, 5mm Bulb, Pendent Recessed Pendent Sprinkler | 3/4" NPT | K=8.0 | 175°F/79°C | Chrome | na | Each | 0.21 | na | TY4251 | TFP151 | 100
219 | 57-590-9-200 | 51.57 | 1--9 | 0 | TY-B, 5mm Bulb, Upright Sprinklers | 3/4" NPT | K=8.0 | 200°F/93°C | Chrome | na | Each | 0.21 | na | TY4151 | TFP151 | 100
220 | 57-591-9-200 | 51.57 | 1--9 | 0 | TY-B, 5mm Bulb, Pendent Recessed Pendent Sprinkler | 3/4" NPT | K=8.0 | 200°F/93°C | Chrome | na | Each | 0.21 | na | TY4251 | TFP151 | 100
221 | 57-590-9-286 | 51.57 | 1--9 | 0 | TY-B, 5mm Bulb, Upright Sprinklers | 3/4" NPT | K=8.0 | 286°F/141°C | Chrome | na | Each | 0.21 | na | TY4151 | TFP151 | 100
222 | 57-591-9-286 | 51.57 | 1--9 | 0 | TY-B, 5mm Bulb, Pendent Recessed Pendent Sprinkler | 3/4" NPT | K=8.0 | 286°F/141°C | Chrome | na | Each | 0.21 | na | TY4251 | TFP151 | 100
223 | 57-590-9-360 | 58.05 | 1--9 | 0 | TY-B, 5mm Bulb, Upright Sprinklers | 3/4" NPT | K=8.0 | 360°F/182°C | Chrome | na | Each | 0.21 | na | TY4151 | TFP151 | 100
224 | 57-591-9-360 | 58.05 | 1--9 | 0 | TY-B, 5mm Bulb, Pendent Recessed Pendent Sprinkler | 3/4" NPT | K=8.0 | 360°F/182°C | Chrome | na | Each | 0.21 | na | TY4251 | TFP151 | 100
225 | 57-590-4-135 | 51.57 | 1--9 | 0 | TY-B, 5mm Bulb, Upright Sprinklers | 3/4" NPT | K=8.0 | 135°F/57°C | Signal White (RAL 9003) | na | Each | 0.21 | na | TY4151 | TFP151 | 100
226 | 57-591-4-135 | 51.57 | 1--9 | 0 | TY-B, 5mm Bulb, Pendent Recessed Pendent Sprinkler | 3/4" NPT | K=8.0 | 135°F/57°C | Signal White (RAL 9003) | na | Each | 0.21 | na | TY4251 | TFP151 | 100
227 | 57-590-4-155 | 51.57 | 1--9 | 0 | TY-B, 5mm Bulb, Upright Sprinklers | 3/4" NPT | K=8.0 | 155°F/68°C | Signal White (RAL 9003) | na | Each | 0.21 | na | TY4151 | TFP151 | 100
228 | 57-591-4-155 | 51.57 | 1--9 | 0 | TY-B, 5mm Bulb, Pendent Recessed Pendent Sprinkler | 3/4" NPT | K=8.0 | 155°F/68°C | Signal White (RAL 9003) | na | Each | 0.21 | na | TY4251 | TFP151 | 100
229 | 57-590-4-175 | 51.57 | 1--9 | 0 | TY-B, 5mm Bulb, Upright Sprinklers | 3/4" NPT | K=8.0 | 175°F/79°C | Signal White (RAL 9003) | na | Each | 0.21 | na | TY4151 | TFP151 | 100
230 | 57-591-4-175 | 51.57 | 1--9 | 0 | TY-B, 5mm Bulb, Pendent Recessed Pendent Sprinkler | 3/4" NPT | K=8.0 | 175°F/79°C | Signal White (RAL 9003) | na | Each | 0.21 | na | TY4251 | TFP151 | 100
231 | 57-590-4-200 | 51.57 | 1--9 | 0 | TY-B, 5mm Bulb, Upright Sprinklers | 3/4" NPT | K=8.0 | 200°F/93°C | Signal White (RAL 9003) | na | Each | 0.21 | na | TY4151 | TFP151 | 100
232 | 57-591-4-200 | 51.57 | 1--9 | 0 | TY-B, 5mm Bulb, Pendent Recessed Pendent Sprinkler | 3/4" NPT | K=8.0 | 200°F/93°C | Signal White (RAL 9003) | na | Each | 0.21 | na | TY4251 | TFP151 | 100
233 | 57-590-4-286 | 51.57 | 1--9 | 0 | TY-B, 5mm Bulb, Upright Sprinklers | 3/4" NPT | K=8.0 | 286°F/141°C | Signal White (RAL 9003) | na | Each | 0.21 | na | TY4151 | TFP151 | 100
234 | 57-591-4-286 | 51.57 | 1--9 | 0 | TY-B, 5mm Bulb, Pendent Recessed Pendent Sprinkler | 3/4" NPT | K=8.0 | 286°F/141°C | Signal White (RAL 9003) | na | Each | 0.21 | na | TY4251 | TFP151 | 100
235 | 57-590-4-360 | 58.05 | 1--9 | 0 | TY-B, 5mm Bulb, Upright Sprinklers | 3/4" NPT | K=8.0 | 360°F/182°C | Signal White (RAL 9003) | na | Each | 0.21 | na | TY4151 | TFP151 | 100
236 | 57-591-4-360 | 58.05 | 1--9 | 0 | TY-B, 5mm Bulb, Pendent Recessed Pendent Sprinkler | 3/4" NPT | K=8.0 | 360°F/182°C | Signal White (RAL 9003) | na | Each | 0.21 | na | TY4251 | TFP151 | 100
237 | 57-590-5-155 | 55.62 | 1--9 | 0 | TY-B, 5mm Bulb, Upright Sprinklers | 3/4" NPT | K=8.0 | 155°F/68°C | Jet Black (RAL 9005) | na | Each | 0.21 | na | TY4251 | TFP151 | 100
238 | 57-591-5-155 | 55.62 | 1--9 | 0 | TY-B, 5mm Bulb, Pendent Recessed Pendent Sprinkler | 3/4" NPT | K=8.0 | 155°F/68°C | Jet Black (RAL 9005) | na | Each | 0.21 | na | TY4251 | TFP151 | 100
239 | 57-590-5-200 | 55.62 | 1--9 | 0 | TY-B, 5mm Bulb, Upright Sprinklers | 3/4" NPT | K=8.0 | 200°F/93°C | Jet Black (RAL 9005) | na | Each | 0.21 | na | TY4251 | TFP151 | 100
240 | 57-591-5-200 | 55.62 | 1--9 | 0 | TY-B, 5mm Bulb, Pendent Recessed Pendent Sprinkler | 3/4" NPT | K=8.0 | 200°F/93°C | Jet Black (RAL 9005) | na | Each | 0.21 | na | TY4251 | TFP151 | 100
241 | 57-590-7-135 | 133.38 | 1--9 | 0 | TY-B, 5mm Bulb, Upright Sprinklers | 3/4" NPT | K=8.0 | 135°F/57°C | Lead Coated | na | Each | 0.21 | na | TY4151 | TFP151 | 100
242 | 57-591-7-135 | 133.38 | 1--9 | 0 | TY-B, 5mm Bulb, Pendent Recessed Pendent Sprinkler | 3/4" NPT | K=8.0 | 135°F/57°C | Lead Coated | na | Each | 0.21 | na | TY4251 | TFP151 | 100
243 | 57-590-7-155 | 133.38 | 1--9 | 0 | TY-B, 5mm Bulb, Upright Sprinklers | 3/4" NPT | K=8.0 | 155°F/68°C | Lead Coated | na | Each | 0.21 | na | TY4151 | TFP151 | 100
244 | 57-591-7-155 | 133.38 | 1--9 | 0 | TY-B, 5mm Bulb, Pendent Recessed Pendent Sprinkler | 3/4" NPT | K=8.0 | 155°F/68°C | Lead Coated | na | Each | 0.21 | na | TY4251 | TFP151 | 100
245 | 57-590-7-175 | 133.38 | 1--9 | 0 | TY-B, 5mm Bulb, Upright Sprinklers | 3/4" NPT | K=8.0 | 175°F/79°C | Lead Coated | na | Each | 0.21 | na | TY4151 | TFP151 | 100
246 | 57-591-7-175 | 133.38 | 1--9 | 0 | TY-B, 5mm Bulb, Pendent Recessed Pendent Sprinkler | 3/4" NPT | K=8.0 | 175°F/79°C | Lead Coated | na | Each | 0.21 | na | TY4251 | TFP151 | 100
247 | 57-590-7-200 | 133.38 | 1--9 | 0 | TY-B, 5mm Bulb, Upright Sprinklers | 3/4" NPT | K=8.0 | 200°F/93°C | Lead Coated | na | Each | 0.21 | na | TY4151 | TFP151 | 100
248 | 57-591-7-200 | 133.38 | 1--9 | 0 | TY-B, 5mm Bulb, Pendent Recessed Pendent Sprinkler | 3/4" NPT | K=8.0 | 200°F/93°C | Lead Coated | na | Each | 0.21 | na | TY4251 | TFP151 | 100
249 | 57-590-7-286 | 133.38 | 1--9 | 0 | TY-B, 5mm Bulb, Upright Sprinklers | 3/4" NPT | K=8.0 | 286°F/141°C | Lead Coated | na | Each | 0.21 | na | TY4151 | TFP151 | 100
250 | 57-591-7-286 | 133.38 | 1--9 | 0 | TY-B, 5mm Bulb, Pendent Recessed Pendent Sprinkler | 3/4" NPT | K=8.0 | 286°F/141°C | Lead Coated | na | Each | 0.21 | na | TY4251 | TFP151 | 100
251 | 57-590-7-360 | 133.38 | 1--9 | 0 | TY-B, 5mm Bulb, Upright Sprinklers | 3/4" NPT | K=8.0 | 360°F/182°C | Lead Coated | na | Each | 0.21 | na | TY4151 | TFP151 | 100
252 | 57-591-7-360 | 133.38 | 1--9 | 0 | TY-B, 5mm Bulb, Pendent Recessed Pendent Sprinkler | 3/4" NPT | K=8.0 | 360°F/182°C | Lead Coated | na | Each | 0.21 | na | TY4251 | TFP151 | 100
253 | 57-590-6-135 | 124.74 | 1--9 | 0 | TY-B, 5mm Bulb, Upright Sprinklers | 3/4" NPT | K=8.0 | 135°F/57°C | Wax Coated | na | Each | 0.21 | na | TY4151 | TFP151 | 100
254 | 57-591-6-135 | 124.74 | 1--9 | 0 | TY-B, 5mm Bulb, Pendent Recessed Pendent Sprinkler | 3/4" NPT | K=8.0 | 135°F/57°C | Wax Coated | na | Each | 0.21 | na | TY4251 | TFP151 | 100
255 | 57-590-6-155 | 124.74 | 1--9 | 0 | TY-B, 5mm Bulb, Upright Sprinklers | 3/4" NPT | K=8.0 | 155°F/68°C | Wax Coated | na | Each | 0.21 | na | TY4151 | TFP151 | 100
256 | 57-591-6-155 | 124.74 | 1--9 | 0 | TY-B, 5mm Bulb, Pendent Recessed Pendent Sprinkler | 3/4" NPT | K=8.0 | 155°F/68°C | Wax Coated | na | Each | 0.21 | na | TY4251 | TFP151 | 100
257 | 57-590-6-175 | 124.74 | 1--9 | 0 | TY-B, 5mm Bulb, Upright Sprinklers | 3/4" NPT | K=8.0 | 175°F/79°C | Wax Coated | na | Each | 0.21 | na | TY4151 | TFP151 | 100
258 | 57-591-6-175 | 124.74 | 1--9 | 0 | TY-B, 5mm Bulb, Pendent Recessed Pendent Sprinkler | 3/4" NPT | K=8.0 | 175°F/79°C | Wax Coated | na | Each | 0.21 | na | TY4251 | TFP151 | 100
259 | 57-590-6-200 | 124.74 | 1--9 | 0 | TY-B, 5mm Bulb, Upright Sprinklers | 3/4" NPT | K=8.0 | 200°F/93°C | Wax Coated | na | Each | 0.21 | na | TY4151 | TFP151 | 100
260 | 57-591-6-200 | 124.74 | 1--9 | 0 | TY-B, 5mm Bulb, Pendent Recessed Pendent Sprinkler | 3/4" NPT | K=8.0 | 200°F/93°C | Wax Coated | na | Each | 0.21 | na | TY4251 | TFP151 | 100
261 | 57-590-6-286 | 124.74 | 1--9 | 0 | TY-B, 5mm Bulb, Upright Sprinklers | 3/4" NPT | K=8.0 | 286°F/141°C | Wax Coated | na | Each | 0.21 | na | TY4151 | TFP151 | 100
262 | 57-591-6-286 | 124.74 | 1--9 | 0 | TY-B, 5mm Bulb, Pendent Recessed Pendent Sprinkler | 3/4" NPT | K=8.0 | 286°F/141°C | Wax Coated | na | Each | 0.21 | na | TY4251 | TFP151 | 100
263 | 57-590-8-135 | 174.42 | 1--9 | 0 | TY-B, 5mm Bulb, Upright Sprinklers | 3/4" NPT | K=8.0 | 135°F/57°C | Wax over Lead Coated | na | Each | 0.21 | na | TY4151 | TFP151 | 100
264 | 57-591-8-135 | 174.42 | 1--9 | 0 | TY-B, 5mm Bulb, Pendent Recessed Pendent Sprinkler | 3/4" NPT | K=8.0 | 135°F/57°C | Wax over Lead Coated | na | Each | 0.21 | na | TY4251 | TFP151 | 100
265 | 57-590-8-155 | 174.42 | 1--9 | 0 | TY-B, 5mm Bulb, Upright Sprinklers | 3/4" NPT | K=8.0 | 155°F/68°C | Wax over Lead Coated | na | Each | 0.21 | na | TY4151 | TFP151 | 100
266 | 57-591-8-155 | 174.42 | 1--9 | 0 | TY-B, 5mm Bulb, Pendent Recessed Pendent Sprinkler | 3/4" NPT | K=8.0 | 155°F/68°C | Wax over Lead Coated | na | Each | 0.21 | na | TY4251 | TFP151 | 100
267 | 57-590-8-175 | 174.42 | 1--9 | 0 | TY-B, 5mm Bulb, Upright Sprinklers | 3/4" NPT | K=8.0 | 175°F/79°C | Wax over Lead Coated | na | Each | 0.21 | na | TY4151 | TFP151 | 100
268 | 57-591-8-175 | 174.42 | 1--9 | 0 | TY-B, 5mm Bulb, Pendent Recessed Pendent Sprinkler | 3/4" NPT | K=8.0 | 175°F/79°C | Wax over Lead Coated | na | Each | 0.21 | na | TY4251 | TFP151 | 100
269 | 57-590-8-200 | 174.42 | 1--9 | 0 | TY-B, 5mm Bulb, Upright Sprinklers | 3/4" NPT | K=8.0 | 200°F/93°C | Wax over Lead Coated | na | Each | 0.21 | na | TY4151 | TFP151 | 100
270 | 57-591-8-200 | 174.42 | 1--9 | 0 | TY-B, 5mm Bulb, Pendent Recessed Pendent Sprinkler | 3/4" NPT | K=8.0 | 200°F/93°C | Wax over Lead Coated | na | Each | 0.21 | na | TY4251 | TFP151 | 100
271 | 57-590-8-286 | 174.42 | 1--9 | 0 | TY-B, 5mm Bulb, Upright Sprinklers | 3/4" NPT | K=8.0 | 286°F/141°C | Wax over Lead Coated | na | Each | 0.21 | na | TY4151 | TFP151 | 100
272 | 57-591-8-286 | 174.42 | 1--9 | 0 | TY-B, 5mm Bulb, Pendent Recessed Pendent Sprinkler | 3/4" NPT | K=8.0 | 286°F/141°C | Wax over Lead Coated | na | Each | 0.21 | na | TY4251 | TFP151 | 100
273 | 56-700-2-010 | 18.63 | 1--9 | 0 | Recessed Escutcheon (Style 40) | 3/4" NPT | na | na | Brass | na | Each | 0 | na | 0 | TFP770 | 0
274 | 56-700-9-010 | 13.23 | 1--9 | 0 | Recessed Escutcheon (Style 40) | 3/4" NPT | na | na | Chrome Plated | na | Each | 0 | na | 0 | TFP770 | 0
275 | 56-700-4-010 | 13.23 | 1--9 | 0 | Recessed Escutcheon (Style 40) | 3/4" NPT | na | na | Signal White (RAL 9003) | na | Each | 0 | na | 0 | TFP770 | 0
276 | 56-700-6-010 | 17.28 | 1--9 | 0 | Recessed Escutcheon (Style 40) | 3/4" NPT | na | na | Jet Black (RAL 9005) | na | Each | 0 | na | 0 | TFP770 | 0
277 | 56-000-6-387 | 102.46 | 1--9 | 0 | Sprinkler Wrench W-Type 6 Wrench | na | na | na | na | na | Each | 0 | na | 0 | 0 | 0
278 | 56-850-4-001 | 170.58 | 1--9 | 0 | Sprinkler Wrench W-Type 7 Wrench (Recessed Only) | na | na | na | na | na | Each | 0 | CHEC, DS-1, EC-5, LFII, TY-B, TY-FRB, TY-FRFS, TY-FS, TY-FS Special | 0 | 0 | 0
279 | 57-578-1-135 | 70.74 | 1--10 | 0 | TY-B, 5mm Bulb, HSW, Recessed HSW Sprinklers | 1/2" NPT | K=5.6 | 135°F/57°C | Brass | na | Each | 0.18 | na | TY3351 | TFP161 | 100
280 | 57-575-1-135 | 70.74 | 1--10 | 0 | TY-B, 5mm Bulb, Vertical Sidewall Sprinklers | 1/2" NPT | K=5.6 | 135°F/57°C | Brass | na | Each | 0.18 | na | TY3451 | TFP161 | 100
281 | 57-578-1-155 | 70.74 | 1--10 | 0 | TY-B, 5mm Bulb, HSW, Recessed HSW Sprinklers | 1/2" NPT | K=5.6 | 155°F/68°C | Brass | na | Each | 0.18 | na | TY3351 | TFP161 | 100
282 | 57-575-1-155 | 70.74 | 1--10 | 0 | TY-B, 5mm Bulb, Vertical Sidewall Sprinklers | 1/2" NPT | K=5.6 | 155°F/68°C | Brass | na | Each | 0.18 | na | TY3451 | TFP161 | 100
283 | 57-578-1-175 | 70.74 | 1--10 | 0 | TY-B, 5mm Bulb, HSW, Recessed HSW Sprinklers | 1/2" NPT | K=5.6 | 175°F/79°C | Brass | na | Each | 0.18 | na | TY3351 | TFP161 | 100
284 | 57-575-1-175 | 70.74 | 1--10 | 0 | TY-B, 5mm Bulb, Vertical Sidewall Sprinklers | 1/2" NPT | K=5.6 | 175°F/79°C | Brass | na | Each | 0.18 | na | TY3451 | TFP161 | 100
285 | 57-578-1-200 | 70.74 | 1--10 | 0 | TY-B, 5mm Bulb, HSW, Recessed HSW Sprinklers | 1/2" NPT | K=5.6 | 200°F/93°C | Brass | na | Each | 0.18 | na | TY3351 | TFP161 | 100
286 | 57-575-1-200 | 70.74 | 1--10 | 0 | TY-B, 5mm Bulb, Vertical Sidewall Sprinklers | 1/2" NPT | K=5.6 | 200°F/93°C | Brass | na | Each | 0.18 | na | TY3451 | TFP161 | 100
287 | 57-578-1-286 | 70.74 | 1--10 | 0 | TY-B, 5mm Bulb, HSW, Recessed HSW Sprinklers | 1/2" NPT | K=5.6 | 286°F/141°C | Brass | na | Each | 0.18 | na | TY3351 | TFP161 | 100
288 | 57-575-1-286 | 70.74 | 1--10 | 0 | TY-B, 5mm Bulb, Vertical Sidewall Sprinklers | 1/2" NPT | K=5.6 | 286°F/141°C | Brass | na | Each | 0.18 | na | TY3451 | TFP161 | 100
289 | 57-578-1-360 | 80.19 | 1--10 | 0 | TY-B, 5mm Bulb, HSW, Recessed HSW Sprinklers | 1/2" NPT | K=5.6 | 360°F/182°C | Brass | na | Each | 0.18 | na | TY3351 | TFP161 | 100
290 | 57-575-1-360 | 80.19 | 1--10 | 0 | TY-B, 5mm Bulb, Vertical Sidewall Sprinklers | 1/2" NPT | K=5.6 | 360°F/182°C | Brass | na | Each | 0.18 | na | TY3451 | TFP161 | 100
291 | 57-578-9-135 | 74.52 | 1--10 | 0 | TY-B, 5mm Bulb, HSW, Recessed HSW Sprinklers | 1/2" NPT | K=5.6 | 135°F/57°C | Chrome | na | Each | 0.18 | na | TY3351 | TFP161 | 100
292 | 57-575-9-135 | 74.52 | 1--10 | 0 | TY-B, 5mm Bulb, Vertical Sidewall Sprinklers | 1/2" NPT | K=5.6 | 135°F/57°C | Chrome | na | Each | 0.18 | na | TY3451 | TFP161 | 100
293 | 57-578-9-155 | 74.52 | 1--10 | 0 | TY-B, 5mm Bulb, HSW, Recessed HSW Sprinklers | 1/2" NPT | K=5.6 | 155°F/68°C | Chrome | na | Each | 0.18 | na | TY3351 | TFP161 | 100
294 | 57-575-9-155 | 74.52 | 1--10 | 0 | TY-B, 5mm Bulb, Vertical Sidewall Sprinklers | 1/2" NPT | K=5.6 | 155°F/68°C | Chrome | na | Each | 0.18 | na | TY3451 | TFP161 | 100
295 | 57-578-9-175 | 74.52 | 1--10 | 0 | TY-B, 5mm Bulb, HSW, Recessed HSW Sprinklers | 1/2" NPT | K=5.6 | 175°F/79°C | Chrome | na | Each | 0.18 | na | TY3351 | TFP161 | 100
296 | 57-575-9-175 | 74.52 | 1--10 | 0 | TY-B, 5mm Bulb, Vertical Sidewall Sprinklers | 1/2" NPT | K=5.6 | 175°F/79°C | Chrome | na | Each | 0.18 | na | TY3451 | TFP161 | 100
297 | 57-578-9-200 | 74.52 | 1--10 | 0 | TY-B, 5mm Bulb, HSW, Recessed HSW Sprinklers | 1/2" NPT | K=5.6 | 200°F/93°C | Chrome | na | Each | 0.18 | na | TY3351 | TFP161 | 100
298 | 57-575-9-200 | 74.52 | 1--10 | 0 | TY-B, 5mm Bulb, Vertical Sidewall Sprinklers | 1/2" NPT | K=5.6 | 200°F/93°C | Chrome | na | Each | 0.18 | na | TY3451 | TFP161 | 100
299 | 57-578-9-286 | 74.52 | 1--10 | 0 | TY-B, 5mm Bulb, HSW, Recessed HSW Sprinklers | 1/2" NPT | K=5.6 | 286°F/141°C | Chrome | na | Each | 0.18 | na | TY3351 | TFP161 | 100
300 | 57-575-9-286 | 74.52 | 1--10 | 0 | TY-B, 5mm Bulb, Vertical Sidewall Sprinklers | 1/2" NPT | K=5.6 | 286°F/141°C | Chrome | na | Each | 0.18 | na | TY3451 | TFP161 | 100
301 | 57-578-9-360 | 89.91 | 1--10 | 0 | TY-B, 5mm Bulb, HSW, Recessed HSW Sprinklers | 1/2" NPT | K=5.6 | 360°F/182°C | Chrome | na | Each | 0.18 | na | TY3351 | TFP161 | 100
302 | 57-575-9-360 | 89.91 | 1--10 | 0 | TY-B, 5mm Bulb, Vertical Sidewall Sprinklers | 1/2" NPT | K=5.6 | 360°F/182°C | Chrome | na | Each | 0.18 | na | TY3451 | TFP161 | 100
303 | 57-578-4-135 | 74.52 | 1--10 | 0 | TY-B, 5mm Bulb, HSW, Recessed HSW Sprinklers | 1/2" NPT | K=5.6 | 135°F/57°C | Signal White (RAL 9003) | na | Each | 0.18 | na | TY3351 | TFP161 | 100
304 | 57-575-4-135 | 74.52 | 1--10 | 0 | TY-B, 5mm Bulb, Vertical Sidewall Sprinklers | 1/2" NPT | K=5.6 | 135°F/57°C | Signal White (RAL 9003) | na | Each | 0.18 | na | TY3451 | TFP161 | 100
305 | 57-578-4-155 | 74.52 | 1--10 | 0 | TY-B, 5mm Bulb, HSW, Recessed HSW Sprinklers | 1/2" NPT | K=5.6 | 155°F/68°C | Signal White (RAL 9003) | na | Each | 0.18 | na | TY3351 | TFP161 | 100
306 | 57-575-4-155 | 74.52 | 1--10 | 0 | TY-B, 5mm Bulb, Vertical Sidewall Sprinklers | 1/2" NPT | K=5.6 | 155°F/68°C | Signal White (RAL 9003) | na | Each | 0.18 | na | TY3451 | TFP161 | 100
307 | 57-578-4-175 | 74.52 | 1--10 | 0 | TY-B, 5mm Bulb, HSW, Recessed HSW Sprinklers | 1/2" NPT | K=5.6 | 175°F/79°C | Signal White (RAL 9003) | na | Each | 0.18 | na | TY3351 | TFP161 | 100
308 | 57-575-4-175 | 74.52 | 1--10 | 0 | TY-B, 5mm Bulb, Vertical Sidewall Sprinklers | 1/2" NPT | K=5.6 | 175°F/79°C | Signal White (RAL 9003) | na | Each | 0.18 | na | TY3451 | TFP161 | 100
309 | 57-578-4-200 | 74.52 | 1--10 | 0 | TY-B, 5mm Bulb, HSW, Recessed HSW Sprinklers | 1/2" NPT | K=5.6 | 200°F/93°C | Signal White (RAL 9003) | na | Each | 0.18 | na | TY3351 | TFP161 | 100
310 | 57-575-4-200 | 74.52 | 1--10 | 0 | TY-B, 5mm Bulb, Vertical Sidewall Sprinklers | 1/2" NPT | K=5.6 | 200°F/93°C | Signal White (RAL 9003) | na | Each | 0.18 | na | TY3451 | TFP161 | 100
311 | 57-578-4-286 | 74.52 | 1--10 | 0 | TY-B, 5mm Bulb, HSW, Recessed HSW Sprinklers | 1/2" NPT | K=5.6 | 286°F/141°C | Signal White (RAL 9003) | na | Each | 0.18 | na | TY3351 | TFP161 | 100
312 | 57-575-4-286 | 74.52 | 1--10 | 0 | TY-B, 5mm Bulb, Vertical Sidewall Sprinklers | 1/2" NPT | K=5.6 | 286°F/141°C | Signal White (RAL 9003) | na | Each | 0.18 | na | TY3451 | TFP161 | 100
313 | 57-578-4-360 | 89.91 | 1--10 | 0 | TY-B, 5mm Bulb, HSW, Recessed HSW Sprinklers | 1/2" NPT | K=5.6 | 360°F/182°C | Signal White (RAL 9003) | na | Each | 0.18 | na | TY3351 | TFP161 | 100
314 | 57-575-4-360 | 89.91 | 1--10 | 0 | TY-B, 5mm Bulb, Vertical Sidewall Sprinklers | 1/2" NPT | K=5.6 | 360°F/182°C | Signal White (RAL 9003) | na | Each | 0.18 | na | TY3451 | TFP161 | 100
315 | 57-578-5-155 | 78.84 | 1--10 | 0 | TY-B, 5mm Bulb, HSW, Recessed HSW Sprinklers | 1/2" NPT | K=5.6 | 155°F/68°C | Jet Black (RAL 9005) | na | Each | 0.18 | na | TY3451 | TFP161 | 100
316 | 57-575-5-155 | 78.84 | 1--10 | 0 | TY-B, 5mm Bulb, Vertical Sidewall Sprinklers | 1/2" NPT | K=5.6 | 155°F/68°C | Jet Black (RAL 9005) | na | Each | 0.18 | na | TY3451 | TFP161 | 100
317 | 57-578-5-200 | 78.84 | 1--10 | 0 | TY-B, 5mm Bulb, HSW, Recessed HSW Sprinklers | 1/2" NPT | K=5.6 | 200°F/93°C | Jet Black (RAL 9005) | na | Each | 0.18 | na | TY3451 | TFP161 | 100
318 | 57-575-5-200 | 78.84 | 1--10 | 0 | TY-B, 5mm Bulb, Vertical Sidewall Sprinklers | 1/2" NPT | K=5.6 | 200°F/93°C | Jet Black (RAL 9005) | na | Each | 0.18 | na | TY3451 | TFP161 | 100
319 | 57-578-7-135 | 149.58 | 1--10 | 0 | TY-B, 5mm Bulb, HSW, Recessed HSW Sprinklers | 1/2" NPT | K=5.6 | 135°F/57°C | Lead Coated | na | Each | 0.18 | na | TY3351 | TFP161 | 100
320 | 57-575-7-135 | 149.58 | 1--10 | 0 | TY-B, 5mm Bulb, Vertical Sidewall Sprinklers | 1/2" NPT | K=5.6 | 135°F/57°C | Lead Coated | na | Each | 0.18 | na | TY3451 | TFP161 | 100
321 | 57-578-7-155 | 149.58 | 1--10 | 0 | TY-B, 5mm Bulb, HSW, Recessed HSW Sprinklers | 1/2" NPT | K=5.6 | 155°F/68°C | Lead Coated | na | Each | 0.18 | na | TY3351 | TFP161 | 100
322 | 57-575-7-155 | 149.58 | 1--10 | 0 | TY-B, 5mm Bulb, Vertical Sidewall Sprinklers | 1/2" NPT | K=5.6 | 155°F/68°C | Lead Coated | na | Each | 0.18 | na | TY3451 | TFP161 | 100
323 | 57-578-7-175 | 149.58 | 1--10 | 0 | TY-B, 5mm Bulb, HSW, Recessed HSW Sprinklers | 1/2" NPT | K=5.6 | 175°F/79°C | Lead Coated | na | Each | 0.18 | na | TY3351 | TFP161 | 100
324 | 57-575-7-175 | 149.58 | 1--10 | 0 | TY-B, 5mm Bulb, Vertical Sidewall Sprinklers | 1/2" NPT | K=5.6 | 175°F/79°C | Lead Coated | na | Each | 0.18 | na | TY3451 | TFP161 | 100
325 | 57-578-7-200 | 149.58 | 1--10 | 0 | TY-B, 5mm Bulb, HSW, Recessed HSW Sprinklers | 1/2" NPT | K=5.6 | 200°F/93°C | Lead Coated | na | Each | 0.18 | na | TY3351 | TFP161 | 100
326 | 57-575-7-200 | 149.58 | 1--10 | 0 | TY-B, 5mm Bulb, Vertical Sidewall Sprinklers | 1/2" NPT | K=5.6 | 200°F/93°C | Lead Coated | na | Each | 0.18 | na | TY3451 | TFP161 | 100
327 | 57-578-7-286 | 149.58 | 1--10 | 0 | TY-B, 5mm Bulb, HSW, Recessed HSW Sprinklers | 1/2" NPT | K=5.6 | 286°F/141°C | Lead Coated | na | Each | 0.18 | na | TY3351 | TFP161 | 100
328 | 57-575-7-286 | 149.58 | 1--10 | 0 | TY-B, 5mm Bulb, Vertical Sidewall Sprinklers | 1/2" NPT | K=5.6 | 286°F/141°C | Lead Coated | na | Each | 0.18 | na | TY3451 | TFP161 | 100
329 | 57-578-7-360 | 149.58 | 1--10 | 0 | TY-B, 5mm Bulb, HSW, Recessed HSW Sprinklers | 1/2" NPT | K=5.6 | 360°F/182°C | Lead Coated | na | Each | 0.18 | na | TY3351 | TFP161 | 100
330 | 57-575-7-360 | 149.58 | 1--10 | 0 | TY-B, 5mm Bulb, Vertical Sidewall Sprinklers | 1/2" NPT | K=5.6 | 360°F/182°C | Lead Coated | na | Each | 0.18 | na | TY3451 | TFP161 | 100
331 | 57-578-6-135 | 142.56 | 1--10 | 0 | TY-B, 5mm Bulb, HSW, Recessed HSW Sprinklers | 1/2" NPT | K=5.6 | 135°F/57°C | Wax Coated | na | Each | 0.18 | na | TY3351 | TFP161 | 100
332 | 57-575-6-135 | 142.56 | 1--10 | 0 | TY-B, 5mm Bulb, Vertical Sidewall Sprinklers | 1/2" NPT | K=5.6 | 135°F/57°C | Wax Coated | na | Each | 0.18 | na | TY3451 | TFP161 | 100
333 | 57-578-6-155 | 142.56 | 1--10 | 0 | TY-B, 5mm Bulb, HSW, Recessed HSW Sprinklers | 1/2" NPT | K=5.6 | 155°F/68°C | Wax Coated | na | Each | 0.18 | na | TY3351 | TFP161 | 100
334 | 57-575-6-155 | 142.56 | 1--10 | 0 | TY-B, 5mm Bulb, Vertical Sidewall Sprinklers | 1/2" NPT | K=5.6 | 155°F/68°C | Wax Coated | na | Each | 0.18 | na | TY3451 | TFP161 | 100
335 | 57-578-6-175 | 142.56 | 1--10 | 0 | TY-B, 5mm Bulb, HSW, Recessed HSW Sprinklers | 1/2" NPT | K=5.6 | 175°F/79°C | Wax Coated | na | Each | 0.18 | na | TY3351 | TFP161 | 100
336 | 57-575-6-175 | 142.56 | 1--10 | 0 | TY-B, 5mm Bulb, Vertical Sidewall Sprinklers | 1/2" NPT | K=5.6 | 175°F/79°C | Wax Coated | na | Each | 0.18 | na | TY3451 | TFP161 | 100
337 | 57-578-6-200 | 142.56 | 1--10 | 0 | TY-B, 5mm Bulb, HSW, Recessed HSW Sprinklers | 1/2" NPT | K=5.6 | 200°F/93°C | Wax Coated | na | Each | 0.18 | na | TY3351 | TFP161 | 100
338 | 57-575-6-200 | 142.56 | 1--10 | 0 | TY-B, 5mm Bulb, Vertical Sidewall Sprinklers | 1/2" NPT | K=5.6 | 200°F/93°C | Wax Coated | na | Each | 0.18 | na | TY3451 | TFP161 | 100
339 | 57-578-6-286 | 142.56 | 1--10 | 0 | TY-B, 5mm Bulb, HSW, Recessed HSW Sprinklers | 1/2" NPT | K=5.6 | 286°F/141°C | Wax Coated | na | Each | 0.18 | na | TY3351 | TFP161 | 100
340 | 57-575-6-286 | 142.56 | 1--10 | 0 | TY-B, 5mm Bulb, Vertical Sidewall Sprinklers | 1/2" NPT | K=5.6 | 286°F/141°C | Wax Coated | na | Each | 0.18 | na | TY3451 | TFP161 | 100
341 | 57-578-8-135 | 191.7 | 1--10 | 0 | TY-B, 5mm Bulb, HSW, Recessed HSW Sprinklers | 1/2" NPT | K=5.6 | 135°F/57°C | Wax over Lead Coated | na | Each | 0.18 | na | TY3351 | TFP161 | 100
342 | 57-575-8-135 | 191.7 | 1--10 | 0 | TY-B, 5mm Bulb, Vertical Sidewall Sprinklers | 1/2" NPT | K=5.6 | 135°F/57°C | Wax over Lead Coated | na | Each | 0.18 | na | TY3451 | TFP161 | 100
343 | 57-578-8-155 | 191.7 | 1--10 | 0 | TY-B, 5mm Bulb, HSW, Recessed HSW Sprinklers | 1/2" NPT | K=5.6 | 155°F/68°C | Wax over Lead Coated | na | Each | 0.18 | na | TY3351 | TFP161 | 100
344 | 57-575-8-155 | 191.7 | 1--10 | 0 | TY-B, 5mm Bulb, Vertical Sidewall Sprinklers | 1/2" NPT | K=5.6 | 155°F/68°C | Wax over Lead Coated | na | Each | 0.18 | na | TY3451 | TFP161 | 100
345 | 57-578-8-175 | 191.7 | 1--10 | 0 | TY-B, 5mm Bulb, HSW, Recessed HSW Sprinklers | 1/2" NPT | K=5.6 | 175°F/79°C | Wax over Lead Coated | na | Each | 0.18 | na | TY3351 | TFP161 | 100
346 | 57-575-8-175 | 191.7 | 1--10 | 0 | TY-B, 5mm Bulb, Vertical Sidewall Sprinklers | 1/2" NPT | K=5.6 | 175°F/79°C | Wax over Lead Coated | na | Each | 0.18 | na | TY3451 | TFP161 | 100
347 | 57-578-8-200 | 191.7 | 1--10 | 0 | TY-B, 5mm Bulb, HSW, Recessed HSW Sprinklers | 1/2" NPT | K=5.6 | 200°F/93°C | Wax over Lead Coated | na | Each | 0.18 | na | TY3351 | TFP161 | 100
348 | 57-575-8-200 | 191.7 | 1--10 | 0 | TY-B, 5mm Bulb, Vertical Sidewall Sprinklers | 1/2" NPT | K=5.6 | 200°F/93°C | Wax over Lead Coated | na | Each | 0.18 | na | TY3451 | TFP161 | 100
349 | 57-578-8-286 | 191.7 | 1--10 | 0 | TY-B, 5mm Bulb, HSW, Recessed HSW Sprinklers | 1/2" NPT | K=5.6 | 286°F/141°C | Wax over Lead Coated | na | Each | 0.18 | na | TY3351 | TFP161 | 100
350 | 57-575-8-286 | 191.7 | 1--10 | 0 | TY-B, 5mm Bulb, Vertical Sidewall Sprinklers | 1/2" NPT | K=5.6 | 286°F/141°C | Wax over Lead Coated | na | Each | 0.18 | na | TY3451 | TFP161 | 100
351 | 56-701-2-010 | 18.63 | 1--10 | 0 | Recessed Escutcheon (Style 10) | 1/2" NPT | na | na | Brass | na | Each | 0 | na | 0 | TFP770 | 0
352 | 56-701-9-010 | 12.69 | 1--10 | 0 | Recessed Escutcheon (Style 10) | 1/2" NPT | na | na | Chrome Plated | na | Each | 0 | na | 0 | TFP770 | 0
353 | 56-701-4-010 | 12.69 | 1--10 | 0 | Recessed Escutcheon (Style 10) | 1/2" NPT | na | na | Signal White (RAL 9003) | na | Each | 0 | na | 0 | TFP770 | 0
354 | 56-701-6-010 | 17.01 | 1--10 | 0 | Recessed Escutcheon (Style 10) | 1/2" NPT | na | na | Jet Black (RAL 9005) | na | Each | 0 | na | 0 | TFP770 | 0
355 | 56-000-6-387 | 102.46 | 1--10 | 0 | Sprinkler Wrench W-Type 6 Wrench | na | na | na | na | na | Each | 0 | na | 0 | 0 | 0
356 | 56-850-4-001 | 170.58 | 1--10 | 0 | Sprinkler Wrench W-Type 7 Wrench (Recessed Only) | na | na | na | na | na | Each | 0 | CHEC, DS-1, EC-5, LFII, TY-B, TY-FRB, TY-FRFS, TY-FS, TY-FS Special | 0 | 0 | 0
357 | 57-330-1-135 | 78.3 | 1--11 | 0 | TY-FRB, 3mm Bulb, Quick Response Upright Sprinkler | 1/2" NPT | K=2.8 | 135°F/57°C | Brass | na | Each | 0.18 | na | TY1131 | TFP171 | 100
358 | 57-331-1-135 | 78.3 | 1--11 | 0 | TY-FRB 3mm Bulb QR Pendent, Rec. Pendent Sprinkler | 1/2" NPT | K=2.8 | 135°F/57°C | Brass | na | Each | 0.17 | na | TY1231 | TFP171 | 100
359 | 57-330-1-155 | 78.3 | 1--11 | 0 | TY-FRB, 3mm Bulb, Quick Response Upright Sprinkler | 1/2" NPT | K=2.8 | 155°F/68°C | Brass | na | Each | 0.18 | na | TY1131 | TFP171 | 100
360 | 57-331-1-155 | 78.3 | 1--11 | 0 | TY-FRB 3mm Bulb QR Pendent, Rec. Pendent Sprinkler | 1/2" NPT | K=2.8 | 155°F/68°C | Brass | na | Each | 0.17 | na | TY1231 | TFP171 | 100
361 | 57-330-1-175 | 78.3 | 1--11 | 0 | TY-FRB, 3mm Bulb, Quick Response Upright Sprinkler | 1/2" NPT | K=2.8 | 175°F/79°C | Brass | na | Each | 0.18 | na | TY1131 | TFP171 | 100
362 | 57-331-1-175 | 78.3 | 1--11 | 0 | TY-FRB 3mm Bulb QR Pendent, Rec. Pendent Sprinkler | 1/2" NPT | K=2.8 | 175°F/79°C | Brass | na | Each | 0.17 | na | TY1231 | TFP171 | 100
363 | 57-330-1-200 | 78.3 | 1--11 | 0 | TY-FRB, 3mm Bulb, Quick Response Upright Sprinkler | 1/2" NPT | K=2.8 | 200°F/93°C | Brass | na | Each | 0.18 | na | TY1131 | TFP171 | 100
364 | 57-331-1-200 | 78.3 | 1--11 | 0 | TY-FRB 3mm Bulb QR Pendent, Rec. Pendent Sprinkler | 1/2" NPT | K=2.8 | 200°F/93°C | Brass | na | Each | 0.17 | na | TY1231 | TFP171 | 100
365 | 57-330-1-286 | 78.3 | 1--11 | 0 | TY-FRB, 3mm Bulb, Quick Response Upright Sprinkler | 1/2" NPT | K=2.8 | 286°F/141°C | Brass | na | Each | 0.18 | na | TY1131 | TFP171 | 100
366 | 57-331-1-286 | 78.3 | 1--11 | 0 | TY-FRB 3mm Bulb QR Pendent, Rec. Pendent Sprinkler | 1/2" NPT | K=2.8 | 286°F/141°C | Brass | na | Each | 0.17 | na | TY1231 | TFP171 | 100
367 | 57-330-9-135 | 84.78 | 1--11 | 0 | TY-FRB, 3mm Bulb, Quick Response Upright Sprinkler | 1/2" NPT | K=2.8 | 135°F/57°C | Chrome | na | Each | 0.18 | na | TY1131 | TFP171 | 100
368 | 57-331-9-135 | 84.78 | 1--11 | 0 | TY-FRB 3mm Bulb QR Pendent, Rec. Pendent Sprinkler | 1/2" NPT | K=2.8 | 135°F/57°C | Chrome | na | Each | 0.17 | na | TY1231 | TFP171 | 100
369 | 57-330-9-155 | 127.17 | 1--11 | 0 | TY-FRB, 3mm Bulb, Quick Response Upright Sprinkler | 1/2" NPT | K=2.8 | 155°F/68°C | Chrome | na | Each | 0.18 | na | TY1131 | TFP171 | 100
370 | 57-331-9-155 | 84.78 | 1--11 | 0 | TY-FRB 3mm Bulb QR Pendent, Rec. Pendent Sprinkler | 1/2" NPT | K=2.8 | 155°F/68°C | Chrome | na | Each | 0.17 | na | TY1231 | TFP171 | 100
371 | 57-330-9-175 | 84.78 | 1--11 | 0 | TY-FRB, 3mm Bulb, Quick Response Upright Sprinkler | 1/2" NPT | K=2.8 | 175°F/79°C | Chrome | na | Each | 0.18 | na | TY1131 | TFP171 | 100
372 | 57-331-9-175 | 84.78 | 1--11 | 0 | TY-FRB 3mm Bulb QR Pendent, Rec. Pendent Sprinkler | 1/2" NPT | K=2.8 | 175°F/79°C | Chrome | na | Each | 0.17 | na | TY1231 | TFP171 | 100
373 | 57-330-9-200 | 84.78 | 1--11 | 0 | TY-FRB, 3mm Bulb, Quick Response Upright Sprinkler | 1/2" NPT | K=2.8 | 200°F/93°C | Chrome | na | Each | 0.18 | na | TY1131 | TFP171 | 100
374 | 57-331-9-200 | 84.78 | 1--11 | 0 | TY-FRB 3mm Bulb QR Pendent, Rec. Pendent Sprinkler | 1/2" NPT | K=2.8 | 200°F/93°C | Chrome | na | Each | 0.17 | na | TY1231 | TFP171 | 100
375 | 57-330-9-286 | 84.78 | 1--11 | 0 | TY-FRB, 3mm Bulb, Quick Response Upright Sprinkler | 1/2" NPT | K=2.8 | 286°F/141°C | Chrome | na | Each | 0.18 | na | TY1131 | TFP171 | 100
376 | 57-331-9-286 | 84.78 | 1--11 | 0 | TY-FRB 3mm Bulb QR Pendent, Rec. Pendent Sprinkler | 1/2" NPT | K=2.8 | 286°F/141°C | Chrome | na | Each | 0.17 | na | TY1231 | TFP171 | 100
377 | 57-330-4-135 | 84.78 | 1--11 | 0 | TY-FRB, 3mm Bulb, Quick Response Upright Sprinkler | 1/2" NPT | K=2.8 | 135°F/57°C | Signal White (RAL 9003) | na | Each | 0.18 | na | TY1131 | TFP171 | 100
378 | 57-331-4-135 | 84.78 | 1--11 | 0 | TY-FRB 3mm Bulb QR Pendent, Rec. Pendent Sprinkler | 1/2" NPT | K=2.8 | 135°F/57°C | Signal White (RAL 9003) | na | Each | 0.17 | na | TY1231 | TFP171 | 100
379 | 57-330-4-155 | 84.78 | 1--11 | 0 | TY-FRB, 3mm Bulb, Quick Response Upright Sprinkler | 1/2" NPT | K=2.8 | 155°F/68°C | Signal White (RAL 9003) | na | Each | 0.18 | na | TY1131 | TFP171 | 100
380 | 57-331-4-155 | 84.78 | 1--11 | 0 | TY-FRB 3mm Bulb QR Pendent, Rec. Pendent Sprinkler | 1/2" NPT | K=2.8 | 155°F/68°C | Signal White (RAL 9003) | na | Each | 0.17 | na | TY1231 | TFP171 | 100
381 | 57-330-4-175 | 84.78 | 1--11 | 0 | TY-FRB, 3mm Bulb, Quick Response Upright Sprinkler | 1/2" NPT | K=2.8 | 175°F/79°C | Signal White (RAL 9003) | na | Each | 0.18 | na | TY1131 | TFP171 | 100
382 | 57-331-4-175 | 84.78 | 1--11 | 0 | TY-FRB 3mm Bulb QR Pendent, Rec. Pendent Sprinkler | 1/2" NPT | K=2.8 | 175°F/79°C | Signal White (RAL 9003) | na | Each | 0.17 | na | TY1231 | TFP171 | 100
383 | 57-330-4-200 | 84.78 | 1--11 | 0 | TY-FRB, 3mm Bulb, Quick Response Upright Sprinkler | 1/2" NPT | K=2.8 | 200°F/93°C | Signal White (RAL 9003) | na | Each | 0.18 | na | TY1131 | TFP171 | 100
384 | 57-331-4-200 | 84.78 | 1--11 | 0 | TY-FRB 3mm Bulb QR Pendent, Rec. Pendent Sprinkler | 1/2" NPT | K=2.8 | 200°F/93°C | Signal White (RAL 9003) | na | Each | 0.17 | na | TY1231 | TFP171 | 100
385 | 57-330-4-286 | 84.78 | 1--11 | 0 | TY-FRB, 3mm Bulb, Quick Response Upright Sprinkler | 1/2" NPT | K=2.8 | 286°F/141°C | Signal White (RAL 9003) | na | Each | 0.18 | na | TY1131 | TFP171 | 100
386 | 57-331-4-286 | 84.78 | 1--11 | 0 | TY-FRB 3mm Bulb QR Pendent, Rec. Pendent Sprinkler | 1/2" NPT | K=2.8 | 286°F/141°C | Signal White (RAL 9003) | na | Each | 0.17 | na | TY1231 | TFP171 | 100
387 | 57-330-5-155 | 88.83 | 1--11 | 0 | TY-FRB, 3mm Bulb, Quick Response Upright Sprinkler | 1/2" NPT | K=2.8 | 155°F/68°C | Jet Black (RAL 9005) | na | Each | 0 | na | 0 | TFP171 | 0
388 | 57-331-5-155 | 88.83 | 1--11 | 0 | TY-FRB 3mm Bulb QR Pendent, Rec. Pendent Sprinkler | 1/2" NPT | K=2.8 | 155°F/68°C | Jet Black (RAL 9005) | na | Each | 0 | na | 0 | TFP171 | 0
389 | 57-330-5-200 | 88.83 | 1--11 | 0 | TY-FRB, 3mm Bulb, Quick Response Upright Sprinkler | 1/2" NPT | K=2.8 | 200°F/93°C | Jet Black (RAL 9005) | na | Each | 0 | na | 0 | TFP171 | 0
390 | 57-331-5-200 | 88.83 | 1--11 | 0 | TY-FRB 3mm Bulb QR Pendent, Rec. Pendent Sprinkler | 1/2" NPT | K=2.8 | 200°F/93°C | Jet Black (RAL 9005) | na | Each | 0 | na | 0 | TFP171 | 0
391 | 56-701-2-010 | 18.63 | 1--11 | 0 | Recessed Escutcheon (Style 10) | 1/2" NPT | na | na | Brass | na | Each | 0 | na | 0 | TFP770 | 0
392 | 56-701-9-010 | 12.69 | 1--11 | 0 | Recessed Escutcheon (Style 10) | 1/2" NPT | na | na | Chrome Plated | na | Each | 0 | na | 0 | TFP770 | 0
393 | 56-701-4-010 | 12.69 | 1--11 | 0 | Recessed Escutcheon (Style 10) | 1/2" NPT | na | na | Signal White (RAL 9003) | na | Each | 0 | na | 0 | TFP770 | 0
394 | 56-701-6-010 | 17.01 | 1--11 | 0 | Recessed Escutcheon (Style 10) | 1/2" NPT | na | na | Jet Black (RAL 9005) | na | Each | 0 | na | 0 | TFP770 | 0
395 | 56-705-2-010 | 18.63 | 1--11 | 0 | Recessed Escutcheon (Style 20) | 1/2" NPT | na | na | Brass | na | Each | 0 | na | 0 | TFP770 | 0
396 | 56-705-9-010 | 12.69 | 1--11 | 0 | Recessed Escutcheon (Style 20) | 1/2" NPT | na | na | Chrome Plated | na | Each | 0 | na | 0 | TFP770 | 0
397 | 56-705-4-010 | 12.69 | 1--11 | 0 | Recessed Escutcheon (Style 20) | 1/2" NPT | na | na | Signal White (RAL 9003) | na | Each | 0 | na | 0 | TFP770 | 0
398 | 56-705-6-010 | 17.01 | 1--11 | 0 | Recessed Escutcheon (Style 20) | 1/2" NPT | na | na | Jet Black (RAL 9005) | na | Each | 0 | na | 0 | TFP770 | 0
399 | 56-000-6-387 | 102.46 | 1--11 | 0 | Sprinkler Wrench W-Type 6 Wrench | na | na | na | na | na | Each | 0 | na | 0 | 0 | 0
400 | 56-850-4-001 | 170.58 | 1--11 | 0 | Sprinkler Wrench W-Type 7 Wrench (Recessed Only) | na | na | na | na | na | Each | 0 | CHEC, DS-1, EC-5, LFII, TY-B, TY-FRB, TY-FRFS, TY-FS, TY-FS Special | 0 | 0 | 0
401 | 57-340-1-135 | 78.3 | 1--12 | 0 | TY-FRB, 3mm Bulb, Quick Response Upright Sprinkler | 1/2" NPT | K=4.2 | 135°F/57°C | Brass | na | Each | 0.18 | na | TY2131 | TFP171 | 100
402 | 57-341-1-135 | 78.3 | 1--12 | 0 | TY-FRB 3mm Bulb QR Pendent, Rec. Pendent Sprinkler | 1/2" NPT | K=4.2 | 135°F/57°C | Brass | na | Each | 0.17 | na | TY2231 | TFP171 | 100
403 | 57-340-1-155 | 78.3 | 1--12 | 0 | TY-FRB, 3mm Bulb, Quick Response Upright Sprinkler | 1/2" NPT | K=4.2 | 155°F/68°C | Brass | na | Each | 0.18 | na | TY2131 | TFP171 | 100
404 | 57-341-1-155 | 78.3 | 1--12 | 0 | TY-FRB 3mm Bulb QR Pendent, Rec. Pendent Sprinkler | 1/2" NPT | K=4.2 | 155°F/68°C | Brass | na | Each | 0.17 | na | TY2231 | TFP171 | 100
405 | 57-340-1-175 | 78.3 | 1--12 | 0 | TY-FRB, 3mm Bulb, Quick Response Upright Sprinkler | 1/2" NPT | K=4.2 | 175°F/79°C | Brass | na | Each | 0.18 | na | TY2131 | TFP171 | 100
406 | 57-341-1-175 | 78.3 | 1--12 | 0 | TY-FRB 3mm Bulb QR Pendent, Rec. Pendent Sprinkler | 1/2" NPT | K=4.2 | 175°F/79°C | Brass | na | Each | 0.17 | na | TY2231 | TFP171 | 100
407 | 57-340-1-200 | 78.3 | 1--12 | 0 | TY-FRB, 3mm Bulb, Quick Response Upright Sprinkler | 1/2" NPT | K=4.2 | 200°F/93°C | Brass | na | Each | 0.18 | na | TY2131 | TFP171 | 100
408 | 57-341-1-200 | 78.3 | 1--12 | 0 | TY-FRB 3mm Bulb QR Pendent, Rec. Pendent Sprinkler | 1/2" NPT | K=4.2 | 200°F/93°C | Brass | na | Each | 0.17 | na | TY2231 | TFP171 | 100
409 | 57-340-1-286 | 78.3 | 1--12 | 0 | TY-FRB, 3mm Bulb, Quick Response Upright Sprinkler | 1/2" NPT | K=4.2 | 286°F/141°C | Brass | na | Each | 0.18 | na | TY2131 | TFP171 | 100
410 | 57-341-1-286 | 78.3 | 1--12 | 0 | TY-FRB 3mm Bulb QR Pendent, Rec. Pendent Sprinkler | 1/2" NPT | K=4.2 | 286°F/141°C | Brass | na | Each | 0.17 | na | TY2231 | TFP171 | 100
411 | 57-340-9-135 | 84.78 | 1--12 | 0 | TY-FRB, 3mm Bulb, Quick Response Upright Sprinkler | 1/2" NPT | K=4.2 | 135°F/57°C | Chrome | na | Each | 0.18 | na | TY2131 | TFP171 | 100
412 | 57-341-9-135 | 84.78 | 1--12 | 0 | TY-FRB 3mm Bulb QR Pendent, Rec. Pendent Sprinkler | 1/2" NPT | K=4.2 | 135°F/57°C | Chrome | na | Each | 0.17 | na | TY2231 | TFP171 | 100
413 | 57-340-9-155 | 127.17 | 1--12 | 0 | TY-FRB, 3mm Bulb, Quick Response Upright Sprinkler | 1/2" NPT | K=4.2 | 155°F/68°C | Chrome | na | Each | 0.18 | na | TY2131 | TFP171 | 100
414 | 57-341-9-155 | 84.78 | 1--12 | 0 | TY-FRB 3mm Bulb QR Pendent, Rec. Pendent Sprinkler | 1/2" NPT | K=4.2 | 155°F/68°C | Chrome | na | Each | 0.17 | na | TY2231 | TFP171 | 100
415 | 57-340-9-175 | 84.78 | 1--12 | 0 | TY-FRB, 3mm Bulb, Quick Response Upright Sprinkler | 1/2" NPT | K=4.2 | 175°F/79°C | Chrome | na | Each | 0.18 | na | TY2131 | TFP171 | 100
416 | 57-341-9-175 | 84.78 | 1--12 | 0 | TY-FRB 3mm Bulb QR Pendent, Rec. Pendent Sprinkler | 1/2" NPT | K=4.2 | 175°F/79°C | Chrome | na | Each | 0.17 | na | TY2231 | TFP171 | 100
417 | 57-340-9-200 | 84.78 | 1--12 | 0 | TY-FRB, 3mm Bulb, Quick Response Upright Sprinkler | 1/2" NPT | K=4.2 | 200°F/93°C | Chrome | na | Each | 0.18 | na | TY2131 | TFP171 | 100
418 | 57-341-9-200 | 84.78 | 1--12 | 0 | TY-FRB 3mm Bulb QR Pendent, Rec. Pendent Sprinkler | 1/2" NPT | K=4.2 | 200°F/93°C | Chrome | na | Each | 0.17 | na | TY2231 | TFP171 | 100
419 | 57-340-9-286 | 84.78 | 1--12 | 0 | TY-FRB, 3mm Bulb, Quick Response Upright Sprinkler | 1/2" NPT | K=4.2 | 286°F/141°C | Chrome | na | Each | 0.18 | na | TY2131 | TFP171 | 100
420 | 57-341-9-286 | 84.78 | 1--12 | 0 | TY-FRB 3mm Bulb QR Pendent, Rec. Pendent Sprinkler | 1/2" NPT | K=4.2 | 286°F/141°C | Chrome | na | Each | 0.17 | na | TY2231 | TFP171 | 100
421 | 57-340-4-135 | 84.78 | 1--12 | 0 | TY-FRB, 3mm Bulb, Quick Response Upright Sprinkler | 1/2" NPT | K=4.2 | 135°F/57°C | Signal White (RAL 9003) | na | Each | 0.18 | na | TY2131 | TFP171 | 100
422 | 57-341-4-135 | 84.78 | 1--12 | 0 | TY-FRB 3mm Bulb QR Pendent, Rec. Pendent Sprinkler | 1/2" NPT | K=4.2 | 135°F/57°C | Signal White (RAL 9003) | na | Each | 0.17 | na | TY2231 | TFP171 | 100
423 | 57-340-4-155 | 84.78 | 1--12 | 0 | TY-FRB, 3mm Bulb, Quick Response Upright Sprinkler | 1/2" NPT | K=4.2 | 155°F/68°C | Signal White (RAL 9003) | na | Each | 0.18 | na | TY2131 | TFP171 | 100
424 | 57-341-4-155 | 84.78 | 1--12 | 0 | TY-FRB 3mm Bulb QR Pendent, Rec. Pendent Sprinkler | 1/2" NPT | K=4.2 | 155°F/68°C | Signal White (RAL 9003) | na | Each | 0.17 | na | TY2231 | TFP171 | 100
425 | 57-340-4-175 | 84.78 | 1--12 | 0 | TY-FRB, 3mm Bulb, Quick Response Upright Sprinkler | 1/2" NPT | K=4.2 | 175°F/79°C | Signal White (RAL 9003) | na | Each | 0.18 | na | TY2131 | TFP171 | 100
426 | 57-341-4-175 | 84.78 | 1--12 | 0 | TY-FRB 3mm Bulb QR Pendent, Rec. Pendent Sprinkler | 1/2" NPT | K=4.2 | 175°F/79°C | Signal White (RAL 9003) | na | Each | 0.17 | na | TY2231 | TFP171 | 100
427 | 57-340-4-200 | 84.78 | 1--12 | 0 | TY-FRB, 3mm Bulb, Quick Response Upright Sprinkler | 1/2" NPT | K=4.2 | 200°F/93°C | Signal White (RAL 9003) | na | Each | 0.18 | na | TY2131 | TFP171 | 100
428 | 57-341-4-200 | 84.78 | 1--12 | 0 | TY-FRB 3mm Bulb QR Pendent, Rec. Pendent Sprinkler | 1/2" NPT | K=4.2 | 200°F/93°C | Signal White (RAL 9003) | na | Each | 0.17 | na | TY2231 | TFP171 | 100
429 | 57-340-4-286 | 84.78 | 1--12 | 0 | TY-FRB, 3mm Bulb, Quick Response Upright Sprinkler | 1/2" NPT | K=4.2 | 286°F/141°C | Signal White (RAL 9003) | na | Each | 0.18 | na | TY2131 | TFP171 | 100
430 | 57-341-4-286 | 84.78 | 1--12 | 0 | TY-FRB 3mm Bulb QR Pendent, Rec. Pendent Sprinkler | 1/2" NPT | K=4.2 | 286°F/141°C | Signal White (RAL 9003) | na | Each | 0.17 | na | TY2231 | TFP171 | 100
431 | 57-340-5-155 | 88.83 | 1--12 | 0 | TY-FRB, 3mm Bulb, Quick Response Upright Sprinkler | 1/2" NPT | K=4.2 | 155°F/68°C | Jet Black (RAL 9005) | na | Each | 0 | na | TY2231 | TFP171 | 100
432 | 57-341-5-155 | 88.83 | 1--12 | 0 | TY-FRB 3mm Bulb QR Pendent, Rec. Pendent Sprinkler | 1/2" NPT | K=4.2 | 155°F/68°C | Jet Black (RAL 9005) | na | Each | 0 | na | TY2231 | TFP171 | 100
433 | 57-340-5-200 | 88.83 | 1--12 | 0 | TY-FRB, 3mm Bulb, Quick Response Upright Sprinkler | 1/2" NPT | K=4.2 | 200°F/93°C | Jet Black (RAL 9005) | na | Each | 0 | na | TY2231 | TFP171 | 100
434 | 57-341-5-200 | 88.83 | 1--12 | 0 | TY-FRB 3mm Bulb QR Pendent, Rec. Pendent Sprinkler | 1/2" NPT | K=4.2 | 200°F/93°C | Jet Black (RAL 9005) | na | Each | 0 | na | TY2231 | TFP171 | 100
435 | 56-701-2-010 | 18.63 | 1--12 | 0 | Recessed Escutcheon (Style 10) | 1/2" NPT | na | na | Brass | na | Each | 0 | na | 0 | TFP770 | 0
436 | 56-701-9-010 | 12.69 | 1--12 | 0 | Recessed Escutcheon (Style 10) | 1/2" NPT | na | na | Chrome Plated | na | Each | 0 | na | 0 | TFP770 | 0
437 | 56-701-4-010 | 12.69 | 1--12 | 0 | Recessed Escutcheon (Style 10) | 1/2" NPT | na | na | Signal White (RAL 9003) | na | Each | 0 | na | 0 | TFP770 | 0
438 | 56-701-6-010 | 17.01 | 1--12 | 0 | Recessed Escutcheon (Style 10) | 1/2" NPT | na | na | Jet Black (RAL 9005) | na | Each | 0 | na | 0 | TFP770 | 0
439 | 56-705-2-010 | 18.63 | 1--12 | 0 | Recessed Escutcheon (Style 20) | 1/2" NPT | na | na | Brass | na | Each | 0 | na | 0 | TFP770 | 0
440 | 56-705-9-010 | 12.69 | 1--12 | 0 | Recessed Escutcheon (Style 20) | 1/2" NPT | na | na | Chrome Plated | na | Each | 0 | na | 0 | TFP770 | 0
441 | 56-705-4-010 | 12.69 | 1--12 | 0 | Recessed Escutcheon (Style 20) | 1/2" NPT | na | na | Signal White (RAL 9003) | na | Each | 0 | na | 0 | TFP770 | 0
442 | 56-705-6-010 | 17.01 | 1--12 | 0 | Recessed Escutcheon (Style 20) | 1/2" NPT | na | na | Jet Black (RAL 9005) | na | Each | 0 | na | 0 | TFP770 | 0
443 | 56-000-6-387 | 102.46 | 1--12 | 0 | Sprinkler Wrench W-Type 6 Wrench | na | na | na | na | na | Each | 0 | na | 0 | 0 | 0
444 | 56-850-4-001 | 170.58 | 1--12 | 0 | Sprinkler Wrench W-Type 7 Wrench (Recessed Only) | na | na | na | na | na | Each | 0 | CHEC, DS-1, EC-5, LFII, TY-B, TY-FRB, TY-FRFS, TY-FS, TY-FS Special | 0 | 0 | 0
445 | 77-370-1-135 | 64.53 | 1--13 | 0 | TY-FRB, 3mm Bulb, Quick Response Upright Sprinkler | 1/2" NPT | K=5.6 | 135°F/57°C | Brass | na | Each | 0.18 | na | TY313 | TFP172 | 100
446 | 77-371-1-135 | 64.53 | 1--13 | 0 | TY-FRB 3mm Bulb QR Pendent, Rec. Pendent Sprinkler | 1/2" NPT | K=5.6 | 135°F/57°C | Brass | na | Each | 0.17 | na | TY323 | TFP172 | 100
447 | 77-370-1-155 | 61.29 | 1--13 | 0 | TY-FRB, 3mm Bulb, Quick Response Upright Sprinkler | 1/2" NPT | K=5.6 | 155°F/68°C | Brass | na | Each | 0.18 | na | TY313 | TFP172 | 100
448 | 77-371-1-155 | 61.29 | 1--13 | 0 | TY-FRB 3mm Bulb QR Pendent, Rec. Pendent Sprinkler | 1/2" NPT | K=5.6 | 155°F/68°C | Brass | na | Each | 0.17 | na | TY323 | TFP172 | 100
449 | 77-370-1-175 | 64.53 | 1--13 | 0 | TY-FRB, 3mm Bulb, Quick Response Upright Sprinkler | 1/2" NPT | K=5.6 | 175°F/79°C | Brass | na | Each | 0.18 | na | TY313 | TFP172 | 100
450 | 77-371-1-175 | 64.53 | 1--13 | 0 | TY-FRB 3mm Bulb QR Pendent, Rec. Pendent Sprinkler | 1/2" NPT | K=5.6 | 175°F/79°C | Brass | na | Each | 0.17 | na | TY323 | TFP172 | 100
451 | 77-370-1-200 | 61.29 | 1--13 | 0 | TY-FRB, 3mm Bulb, Quick Response Upright Sprinkler | 1/2" NPT | K=5.6 | 200°F/93°C | Brass | na | Each | 0.18 | na | TY313 | TFP172 | 100
452 | 77-371-1-200 | 61.29 | 1--13 | 0 | TY-FRB 3mm Bulb QR Pendent, Rec. Pendent Sprinkler | 1/2" NPT | K=5.6 | 200°F/93°C | Brass | na | Each | 0.17 | na | TY323 | TFP172 | 100
453 | 77-370-1-286 | 61.29 | 1--13 | 0 | TY-FRB, 3mm Bulb, Quick Response Upright Sprinkler | 1/2" NPT | K=5.6 | 286°F/141°C | Brass | na | Each | 0.18 | na | TY313 | TFP172 | 100
454 | 77-371-1-286 | 61.29 | 1--13 | 0 | TY-FRB 3mm Bulb QR Pendent, Rec. Pendent Sprinkler | 1/2" NPT | K=5.6 | 286°F/141°C | Brass | na | Each | 0.17 | na | TY323 | TFP172 | 100
455 | 77-370-9-135 | 71.01 | 1--13 | 0 | TY-FRB, 3mm Bulb, Quick Response Upright Sprinkler | 1/2" NPT | K=5.6 | 135°F/57°C | Chrome | na | Each | 0.18 | na | TY313 | TFP172 | 100
456 | 77-371-9-135 | 71.01 | 1--13 | 0 | TY-FRB 3mm Bulb QR Pendent, Rec. Pendent Sprinkler | 1/2" NPT | K=5.6 | 135°F/57°C | Chrome | na | Each | 0.17 | na | TY323 | TFP172 | 100
457 | 77-370-9-155 | 65.61 | 1--13 | 0 | TY-FRB, 3mm Bulb, Quick Response Upright Sprinkler | 1/2" NPT | K=5.6 | 155°F/68°C | Chrome | na | Each | 0.18 | na | TY313 | TFP172 | 100
458 | 77-371-9-155 | 65.61 | 1--13 | 0 | TY-FRB 3mm Bulb QR Pendent, Rec. Pendent Sprinkler | 1/2" NPT | K=5.6 | 155°F/68°C | Chrome | na | Each | 0.17 | na | TY323 | TFP172 | 100
459 | 77-370-9-175 | 71.01 | 1--13 | 0 | TY-FRB, 3mm Bulb, Quick Response Upright Sprinkler | 1/2" NPT | K=5.6 | 175°F/79°C | Chrome | na | Each | 0.18 | na | TY313 | TFP172 | 100
460 | 77-371-9-175 | 71.01 | 1--13 | 0 | TY-FRB 3mm Bulb QR Pendent, Rec. Pendent Sprinkler | 1/2" NPT | K=5.6 | 175°F/79°C | Chrome | na | Each | 0.17 | na | TY323 | TFP172 | 100
461 | 77-370-9-200 | 71.01 | 1--13 | 0 | TY-FRB, 3mm Bulb, Quick Response Upright Sprinkler | 1/2" NPT | K=5.6 | 200°F/93°C | Chrome | na | Each | 0.18 | na | TY313 | TFP172 | 100
462 | 77-371-9-200 | 71.01 | 1--13 | 0 | TY-FRB 3mm Bulb QR Pendent, Rec. Pendent Sprinkler | 1/2" NPT | K=5.6 | 200°F/93°C | Chrome | na | Each | 0.17 | na | TY323 | TFP172 | 100
463 | 77-370-9-286 | 71.01 | 1--13 | 0 | TY-FRB, 3mm Bulb, Quick Response Upright Sprinkler | 1/2" NPT | K=5.6 | 286°F/141°C | Chrome | na | Each | 0.18 | na | TY313 | TFP172 | 100
464 | 77-371-9-286 | 71.01 | 1--13 | 0 | TY-FRB 3mm Bulb QR Pendent, Rec. Pendent Sprinkler | 1/2" NPT | K=5.6 | 286°F/141°C | Chrome | na | Each | 0.17 | na | TY323 | TFP172 | 100
465 | 77-370-4-135 | 65.61 | 1--13 | 0 | TY-FRB, 3mm Bulb, Quick Response Upright Sprinkler | 1/2" NPT | K=5.6 | 135°F/57°C | Signal White (RAL 9003) | na | Each | 0.18 | na | TY313 | TFP172 | 100
466 | 77-371-4-135 | 65.61 | 1--13 | 0 | TY-FRB 3mm Bulb QR Pendent, Rec. Pendent Sprinkler | 1/2" NPT | K=5.6 | 135°F/57°C | Signal White (RAL 9003) | na | Each | 0.17 | na | TY323 | TFP172 | 100
467 | 77-370-4-155 | 65.61 | 1--13 | 0 | TY-FRB, 3mm Bulb, Quick Response Upright Sprinkler | 1/2" NPT | K=5.6 | 155°F/68°C | Signal White (RAL 9003) | na | Each | 0.18 | na | TY313 | TFP172 | 100
468 | 77-371-4-155 | 65.61 | 1--13 | 0 | TY-FRB 3mm Bulb QR Pendent, Rec. Pendent Sprinkler | 1/2" NPT | K=5.6 | 155°F/68°C | Signal White (RAL 9003) | na | Each | 0.17 | na | TY323 | TFP172 | 100
469 | 77-370-4-175 | 65.61 | 1--13 | 0 | TY-FRB, 3mm Bulb, Quick Response Upright Sprinkler | 1/2" NPT | K=5.6 | 175°F/79°C | Signal White (RAL 9003) | na | Each | 0.18 | na | TY313 | TFP172 | 100
470 | 77-371-4-175 | 65.61 | 1--13 | 0 | TY-FRB 3mm Bulb QR Pendent, Rec. Pendent Sprinkler | 1/2" NPT | K=5.6 | 175°F/79°C | Signal White (RAL 9003) | na | Each | 0.17 | na | TY323 | TFP172 | 100
471 | 77-370-4-200 | 65.61 | 1--13 | 0 | TY-FRB, 3mm Bulb, Quick Response Upright Sprinkler | 1/2" NPT | K=5.6 | 200°F/93°C | Signal White (RAL 9003) | na | Each | 0.18 | na | TY313 | TFP172 | 100
472 | 77-371-4-200 | 65.61 | 1--13 | 0 | TY-FRB 3mm Bulb QR Pendent, Rec. Pendent Sprinkler | 1/2" NPT | K=5.6 | 200°F/93°C | Signal White (RAL 9003) | na | Each | 0.17 | na | TY323 | TFP172 | 100
473 | 77-370-4-286 | 65.61 | 1--13 | 0 | TY-FRB, 3mm Bulb, Quick Response Upright Sprinkler | 1/2" NPT | K=5.6 | 286°F/141°C | Signal White (RAL 9003) | na | Each | 0.18 | na | TY313 | TFP172 | 100
474 | 77-371-4-286 | 65.61 | 1--13 | 0 | TY-FRB 3mm Bulb QR Pendent, Rec. Pendent Sprinkler | 1/2" NPT | K=5.6 | 286°F/141°C | Signal White (RAL 9003) | na | Each | 0.17 | na | TY323 | TFP172 | 100
475 | 77-370-5-155 | 70.47 | 1--13 | 0 | TY-FRB, 3mm Bulb, Quick Response Upright Sprinkler | 1/2" NPT | K=5.6 | 155°F/68°C | Jet Black (RAL 9005) | na | Each | 0 | na | TY313 | TFP172 | 100
476 | 77-371-5-155 | 70.47 | 1--13 | 0 | TY-FRB 3mm Bulb QR Pendent, Rec. Pendent Sprinkler | 1/2" NPT | K=5.6 | 155°F/68°C | Jet Black (RAL 9005) | na | Each | 0 | na | TY323 | TFP172 | 100
477 | 77-370-5-200 | 70.47 | 1--13 | 0 | TY-FRB, 3mm Bulb, Quick Response Upright Sprinkler | 1/2" NPT | K=5.6 | 200°F/93°C | Jet Black (RAL 9005) | na | Each | 0 | na | TY313 | TFP172 | 100
478 | 77-371-5-200 | 70.47 | 1--13 | 0 | TY-FRB 3mm Bulb QR Pendent, Rec. Pendent Sprinkler | 1/2" NPT | K=5.6 | 200°F/93°C | Jet Black (RAL 9005) | na | Each | 0 | na | TY323 | TFP172 | 100
479 | 56-715-2-010 | 18.63 | 1--13 | 0 | Recessed Escutcheon (Style 15) | 1/2" NPT | na | na | Brass | na | Each | 0 | na | 0 | TFP770 | 0
480 | 56-715-9-010 | 12.69 | 1--13 | 0 | Recessed Escutcheon (Style 15) | 1/2" NPT | na | na | Chrome Plated | na | Each | 0 | na | 0 | TFP770 | 0
481 | 56-715-4-010 | 12.69 | 1--13 | 0 | Recessed Escutcheon (Style 15) | 1/2" NPT | na | na | Signal White (RAL 9003) | na | Each | 0 | na | 0 | TFP770 | 0
482 | 56-715-6-010 | 17.01 | 1--13 | 0 | Recessed Escutcheon (Style 15) | 1/2" NPT | na | na | Jet Black (RAL 9005) | na | Each | 0 | na | 0 | TFP770 | 0
483 | 56-705-2-010 | 18.63 | 1--13 | 0 | Recessed Escutcheon (Style 20) | 1/2" NPT | na | na | Brass | na | Each | 0 | na | 0 | TFP770 | 0
484 | 56-705-9-010 | 12.69 | 1--13 | 0 | Recessed Escutcheon (Style 20) | 1/2" NPT | na | na | Chrome Plated | na | Each | 0 | na | 0 | TFP770 | 0
485 | 56-705-4-010 | 12.69 | 1--13 | 0 | Recessed Escutcheon (Style 20) | 1/2" NPT | na | na | Signal White (RAL 9003) | na | Each | 0 | na | 0 | TFP770 | 0
486 | 56-705-6-010 | 17.01 | 1--13 | 0 | Recessed Escutcheon (Style 20) | 1/2" NPT | na | na | Jet Black (RAL 9005) | na | Each | 0 | na | 0 | TFP770 | 0
487 | 56-000-6-387 | 102.46 | 1--13 | 0 | Sprinkler Wrench W-Type 6 Wrench | na | na | na | na | na | Each | 0 | na | 0 | 0 | 0
488 | 56-850-4-001 | 170.58 | 1--13 | 0 | Sprinkler Wrench W-Type 7 Wrench (Recessed Only) | na | na | na | na | na | Each | 0 | CHEC, DS-1, EC-5, LFII, TY-B, TY-FRB, TY-FRFS, TY-FS, TY-FS Special | 0 | 0 | 0
489 | 57-390-1-135 | 85.86 | 1--14 | 0 | TY-FRB, 3mm Bulb, Quick Response Upright Sprinkler | 3/4" NPT | K=8.0 | 135°F/57°C | Brass | na | Each | 0.18 | na | TY4131 | TFP171 | 100
490 | 57-391-1-135 | 85.86 | 1--14 | 0 | TY-FRB 3mm Bulb QR Pendent, Rec. Pendent Sprinkler | 3/4" NPT | K=8.0 | 135°F/57°C | Brass | na | Each | 0.17 | na | TY4231 | TFP171 | 100
491 | 57-390-1-155 | 85.86 | 1--14 | 0 | TY-FRB, 3mm Bulb, Quick Response Upright Sprinkler | 3/4" NPT | K=8.0 | 155°F/68°C | Brass | na | Each | 0.18 | na | TY4131 | TFP171 | 100
492 | 57-391-1-155 | 85.86 | 1--14 | 0 | TY-FRB 3mm Bulb QR Pendent, Rec. Pendent Sprinkler | 3/4" NPT | K=8.0 | 155°F/68°C | Brass | na | Each | 0.17 | na | TY4231 | TFP171 | 100
493 | 57-390-1-175 | 85.86 | 1--14 | 0 | TY-FRB, 3mm Bulb, Quick Response Upright Sprinkler | 3/4" NPT | K=8.0 | 175°F/79°C | Brass | na | Each | 0.18 | na | TY4131 | TFP171 | 100
494 | 57-391-1-175 | 85.86 | 1--14 | 0 | TY-FRB 3mm Bulb QR Pendent, Rec. Pendent Sprinkler | 3/4" NPT | K=8.0 | 175°F/79°C | Brass | na | Each | 0.17 | na | TY4231 | TFP171 | 100
495 | 57-390-1-200 | 85.86 | 1--14 | 0 | TY-FRB, 3mm Bulb, Quick Response Upright Sprinkler | 3/4" NPT | K=8.0 | 200°F/93°C | Brass | na | Each | 0.18 | na | TY4131 | TFP171 | 100
496 | 57-391-1-200 | 85.86 | 1--14 | 0 | TY-FRB 3mm Bulb QR Pendent, Rec. Pendent Sprinkler | 3/4" NPT | K=8.0 | 200°F/93°C | Brass | na | Each | 0.17 | na | TY4231 | TFP171 | 100
497 | 57-390-1-286 | 85.86 | 1--14 | 0 | TY-FRB, 3mm Bulb, Quick Response Upright Sprinkler | 3/4" NPT | K=8.0 | 286°F/141°C | Brass | na | Each | 0.18 | na | TY4131 | TFP171 | 100
498 | 57-391-1-286 | 85.86 | 1--14 | 0 | TY-FRB 3mm Bulb QR Pendent, Rec. Pendent Sprinkler | 3/4" NPT | K=8.0 | 286°F/141°C | Brass | na | Each | 0.17 | na | TY4231 | TFP171 | 100
499 | 57-390-9-135 | 90.72 | 1--14 | 0 | TY-FRB, 3mm Bulb, Quick Response Upright Sprinkler | 3/4" NPT | K=8.0 | 135°F/57°C | Chrome | na | Each | 0.18 | na | TY4131 | TFP171 | 100
500 | 57-391-9-135 | 90.72 | 1--14 | 0 | TY-FRB 3mm Bulb QR Pendent, Rec. Pendent Sprinkler | 3/4" NPT | K=8.0 | 135°F/57°C | Chrome | na | Each | 0.17 | na | TY4231 | TFP171 | 100
501 | 57-390-9-155 | 90.72 | 1--14 | 0 | TY-FRB, 3mm Bulb, Quick Response Upright Sprinkler | 3/4" NPT | K=8.0 | 155°F/68°C | Chrome | na | Each | 0.18 | na | TY4131 | TFP171 | 100
502 | 57-391-9-155 | 90.72 | 1--14 | 0 | TY-FRB 3mm Bulb QR Pendent, Rec. Pendent Sprinkler | 3/4" NPT | K=8.0 | 155°F/68°C | Chrome | na | Each | 0.17 | na | TY4231 | TFP171 | 100
503 | 57-390-9-175 | 90.72 | 1--14 | 0 | TY-FRB, 3mm Bulb, Quick Response Upright Sprinkler | 3/4" NPT | K=8.0 | 175°F/79°C | Chrome | na | Each | 0.18 | na | TY4131 | TFP171 | 100
504 | 57-391-9-175 | 90.72 | 1--14 | 0 | TY-FRB 3mm Bulb QR Pendent, Rec. Pendent Sprinkler | 3/4" NPT | K=8.0 | 175°F/79°C | Chrome | na | Each | 0.17 | na | TY4231 | TFP171 | 100
505 | 57-390-9-200 | 90.72 | 1--14 | 0 | TY-FRB, 3mm Bulb, Quick Response Upright Sprinkler | 3/4" NPT | K=8.0 | 200°F/93°C | Chrome | na | Each | 0.18 | na | TY4131 | TFP171 | 100
506 | 57-391-9-200 | 90.72 | 1--14 | 0 | TY-FRB 3mm Bulb QR Pendent, Rec. Pendent Sprinkler | 3/4" NPT | K=8.0 | 200°F/93°C | Chrome | na | Each | 0.17 | na | TY4231 | TFP171 | 100
507 | 57-390-9-286 | 90.72 | 1--14 | 0 | TY-FRB, 3mm Bulb, Quick Response Upright Sprinkler | 3/4" NPT | K=8.0 | 286°F/141°C | Chrome | na | Each | 0.18 | na | TY4131 | TFP171 | 100
508 | 57-391-9-286 | 90.72 | 1--14 | 0 | TY-FRB 3mm Bulb QR Pendent, Rec. Pendent Sprinkler | 3/4" NPT | K=8.0 | 286°F/141°C | Chrome | na | Each | 0.17 | na | TY4231 | TFP171 | 100
509 | 57-390-4-135 | 90.72 | 1--14 | 0 | TY-FRB, 3mm Bulb, Quick Response Upright Sprinkler | 3/4" NPT | K=8.0 | 135°F/57°C | Signal White (RAL 9003) | na | Each | 0.18 | na | TY4131 | TFP171 | 100
510 | 57-391-4-135 | 90.72 | 1--14 | 0 | TY-FRB 3mm Bulb QR Pendent, Rec. Pendent Sprinkler | 3/4" NPT | K=8.0 | 135°F/57°C | Signal White (RAL 9003) | na | Each | 0.17 | na | TY4231 | TFP171 | 100
511 | 57-390-4-155 | 90.72 | 1--14 | 0 | TY-FRB, 3mm Bulb, Quick Response Upright Sprinkler | 3/4" NPT | K=8.0 | 155°F/68°C | Signal White (RAL 9003) | na | Each | 0.18 | na | TY4131 | TFP171 | 100
512 | 57-391-4-155 | 90.72 | 1--14 | 0 | TY-FRB 3mm Bulb QR Pendent, Rec. Pendent Sprinkler | 3/4" NPT | K=8.0 | 155°F/68°C | Signal White (RAL 9003) | na | Each | 0.17 | na | TY4231 | TFP171 | 100
513 | 57-390-4-175 | 90.72 | 1--14 | 0 | TY-FRB, 3mm Bulb, Quick Response Upright Sprinkler | 3/4" NPT | K=8.0 | 175°F/79°C | Signal White (RAL 9003) | na | Each | 0.18 | na | TY4131 | TFP171 | 100
514 | 57-391-4-175 | 90.72 | 1--14 | 0 | TY-FRB 3mm Bulb QR Pendent, Rec. Pendent Sprinkler | 3/4" NPT | K=8.0 | 175°F/79°C | Signal White (RAL 9003) | na | Each | 0.17 | na | TY4231 | TFP171 | 100
515 | 57-390-4-200 | 90.72 | 1--14 | 0 | TY-FRB, 3mm Bulb, Quick Response Upright Sprinkler | 3/4" NPT | K=8.0 | 200°F/93°C | Signal White (RAL 9003) | na | Each | 0.18 | na | TY4131 | TFP171 | 100
516 | 57-391-4-200 | 90.72 | 1--14 | 0 | TY-FRB 3mm Bulb QR Pendent, Rec. Pendent Sprinkler | 3/4" NPT | K=8.0 | 200°F/93°C | Signal White (RAL 9003) | na | Each | 0.17 | na | TY4231 | TFP171 | 100
517 | 57-390-4-286 | 90.72 | 1--14 | 0 | TY-FRB, 3mm Bulb, Quick Response Upright Sprinkler | 3/4" NPT | K=8.0 | 286°F/141°C | Signal White (RAL 9003) | na | Each | 0.18 | na | TY4131 | TFP171 | 100
518 | 57-391-4-286 | 90.72 | 1--14 | 0 | TY-FRB 3mm Bulb QR Pendent, Rec. Pendent Sprinkler | 3/4" NPT | K=8.0 | 286°F/141°C | Signal White (RAL 9003) | na | Each | 0.17 | na | TY4231 | TFP171 | 100
519 | 57-390-5-155 | 95.31 | 1--14 | 0 | TY-FRB, 3mm Bulb, Quick Response Upright Sprinkler | 3/4" NPT | K=8.0 | 155°F/68°C | Jet Black (RAL 9005) | na | Each | 0 | na | 0 | TFP171 | 0
520 | 57-391-5-155 | 95.31 | 1--14 | 0 | TY-FRB 3mm Bulb QR Pendent, Rec. Pendent Sprinkler | 3/4" NPT | K=8.0 | 155°F/68°C | Jet Black (RAL 9005) | na | Each | 0 | na | 0 | TFP171 | 0
521 | 57-390-5-200 | 95.31 | 1--14 | 0 | TY-FRB, 3mm Bulb, Quick Response Upright Sprinkler | 3/4" NPT | K=8.0 | 200°F/93°C | Jet Black (RAL 9005) | na | Each | 0 | na | 0 | TFP171 | 0
522 | 57-391-5-200 | 95.31 | 1--14 | 0 | TY-FRB 3mm Bulb QR Pendent, Rec. Pendent Sprinkler | 3/4" NPT | K=8.0 | 200°F/93°C | Jet Black (RAL 9005) | na | Each | 0 | na | 0 | 0 | 0
523 | 57-390-7-135 | 222.48 | 1--14 | 0 | TY-FRB, 3mm Bulb, Quick Response Upright Sprinkler | 3/4" NPT | K=8.0 | 135°F/57°C | Lead Coated | na | Each | 0.18 | na | TY4131 | TFP171 | 100
524 | 57-391-7-135 | 222.48 | 1--14 | 0 | TY-FRB 3mm Bulb QR Pendent, Rec. Pendent Sprinkler | 3/4" NPT | K=8.0 | 135°F/57°C | Lead Coated | na | Each | 0.17 | na | TY4231 | TFP171 | 100
525 | 57-390-7-155 | 222.48 | 1--14 | 0 | TY-FRB, 3mm Bulb, Quick Response Upright Sprinkler | 3/4" NPT | K=8.0 | 155°F/68°C | Lead Coated | na | Each | 0.18 | na | TY4131 | TFP171 | 100
526 | 57-391-7-155 | 222.48 | 1--14 | 0 | TY-FRB 3mm Bulb QR Pendent, Rec. Pendent Sprinkler | 3/4" NPT | K=8.0 | 155°F/68°C | Lead Coated | na | Each | 0.17 | na | TY4231 | TFP171 | 100
527 | 57-390-7-175 | 222.48 | 1--14 | 0 | TY-FRB, 3mm Bulb, Quick Response Upright Sprinkler | 3/4" NPT | K=8.0 | 175°F/79°C | Lead Coated | na | Each | 0.18 | na | TY4131 | TFP171 | 100
528 | 57-391-7-175 | 222.48 | 1--14 | 0 | TY-FRB 3mm Bulb QR Pendent, Rec. Pendent Sprinkler | 3/4" NPT | K=8.0 | 175°F/79°C | Lead Coated | na | Each | 0.17 | na | TY4231 | TFP171 | 100
529 | 57-390-7-200 | 222.48 | 1--14 | 0 | TY-FRB, 3mm Bulb, Quick Response Upright Sprinkler | 3/4" NPT | K=8.0 | 200°F/93°C | Lead Coated | na | Each | 0.18 | na | TY4131 | TFP171 | 100
530 | 57-391-7-200 | 222.48 | 1--14 | 0 | TY-FRB 3mm Bulb QR Pendent, Rec. Pendent Sprinkler | 3/4" NPT | K=8.0 | 200°F/93°C | Lead Coated | na | Each | 0.17 | na | TY4231 | TFP171 | 100
531 | 57-390-7-286 | 222.48 | 1--14 | 0 | TY-FRB, 3mm Bulb, Quick Response Upright Sprinkler | 3/4" NPT | K=8.0 | 286°F/141°C | Lead Coated | na | Each | 0.18 | na | TY4131 | TFP171 | 100
532 | 57-391-7-286 | 222.48 | 1--14 | 0 | TY-FRB 3mm Bulb QR Pendent, Rec. Pendent Sprinkler | 3/4" NPT | K=8.0 | 286°F/141°C | Lead Coated | na | Each | 0.17 | na | TY4231 | TFP171 | 100
533 | 56-705-2-011 | 18.63 | 1--14 | 0 | Recessed Escutcheon (Style 30) | 3/4" NPT | na | na | Brass | na | Each | 0 | na | 0 | TFP770 | 0
534 | 56-705-9-011 | 13.23 | 1--14 | 0 | Recessed Escutcheon (Style 30) | 3/4" NPT | na | na | Chrome Plated | na | Each | 0 | na | 0 | TFP770 | 0
535 | 56-705-4-011 | 13.23 | 1--14 | 0 | Recessed Escutcheon (Style 30) | 3/4" NPT | na | na | Signal White (RAL 9003) | na | Each | 0 | na | 0 | TFP770 | 0
536 | 56-705-6-011 | 17.28 | 1--14 | 0 | Recessed Escutcheon (Style 30) | 3/4" NPT | na | na | Jet Black (RAL 9005) | na | Each | 0 | na | 0 | TFP770 | 0
537 | 56-700-2-010 | 18.63 | 1--14 | 0 | Recessed Escutcheon (Style 40) | 3/4" NPT | na | na | Brass | na | Each | 0 | na | 0 | TFP770 | 0
538 | 56-700-9-010 | 13.23 | 1--14 | 0 | Recessed Escutcheon (Style 40) | 3/4" NPT | na | na | Chrome Plated | na | Each | 0 | na | 0 | TFP770 | 0
539 | 56-700-4-010 | 13.23 | 1--14 | 0 | Recessed Escutcheon (Style 40) | 3/4" NPT | na | na | Signal White (RAL 9003) | na | Each | 0 | na | 0 | TFP770 | 0
540 | 56-700-6-010 | 17.28 | 1--14 | 0 | Recessed Escutcheon (Style 40) | 3/4" NPT | na | na | Jet Black (RAL 9005) | na | Each | 0 | na | 0 | TFP770 | 0
541 | 56-000-6-387 | 102.46 | 1--14 | 0 | Sprinkler Wrench W-Type 6 Wrench | na | na | na | na | na | Each | 0 | na | 0 | 0 | 0
542 | 56-850-4-001 | 170.58 | 1--14 | 0 | Sprinkler Wrench W-Type 7 Wrench (Recessed Only) | na | na | na | na | na | Each | 0 | CHEC, DS-1, EC-5, LFII, TY-B, TY-FRB, TY-FRFS, TY-FS, TY-FS Special | 0 | 0 | 0
543 | 57-360-1-135 | 152.28 | 1--15 | 0 | TY-FRB, 3mm Bulb, QR, Upright Sprinkler | 1/2" NPT | K=8.0 | na | Natural Brass | na | Each | 0.18 | na | TY4831 | TFP171 | 100
544 | 57-361-1-135 | 101.52 | 1--15 | 0 | TY-FRB, 3mm Bulb, QR, Pendent Sprinkler | 1/2" NPT | K=8.0 | na | Natural Brass | na | Each | 0.17 | na | TY4931 | TFP171 | 100
545 | 57-360-1-155 | 101.52 | 1--15 | 0 | TY-FRB, 3mm Bulb, QR, Upright Sprinkler | 1/2" NPT | K=8.0 | na | Natural Brass | na | Each | 0.18 | na | TY4831 | TFP171 | 100
546 | 57-361-1-155 | 101.52 | 1--15 | 0 | TY-FRB, 3mm Bulb, QR, Pendent Sprinkler | 1/2" NPT | K=8.0 | na | Natural Brass | na | Each | 0.17 | na | TY4931 | TFP171 | 100
547 | 57-360-1-175 | 101.52 | 1--15 | 0 | TY-FRB, 3mm Bulb, QR, Upright Sprinkler | 1/2" NPT | K=8.0 | na | Natural Brass | na | Each | 0.18 | na | TY4831 | TFP171 | 100
548 | 57-361-1-175 | 101.52 | 1--15 | 0 | TY-FRB, 3mm Bulb, QR, Pendent Sprinkler | 1/2" NPT | K=8.0 | na | Natural Brass | na | Each | 0.17 | na | TY4931 | TFP171 | 100
549 | 57-360-1-200 | 101.52 | 1--15 | 0 | TY-FRB, 3mm Bulb, QR, Upright Sprinkler | 1/2" NPT | K=8.0 | na | Natural Brass | na | Each | 0.18 | na | TY4831 | TFP171 | 100
550 | 57-361-1-200 | 101.52 | 1--15 | 0 | TY-FRB, 3mm Bulb, QR, Pendent Sprinkler | 1/2" NPT | K=8.0 | na | Natural Brass | na | Each | 0.17 | na | TY4931 | TFP171 | 100
551 | 57-360-1-286 | 101.52 | 1--15 | 0 | TY-FRB, 3mm Bulb, QR, Upright Sprinkler | 1/2" NPT | K=8.0 | na | Natural Brass | na | Each | 0.18 | na | TY4831 | TFP171 | 100
552 | 57-361-1-286 | 101.52 | 1--15 | 0 | TY-FRB, 3mm Bulb, QR, Pendent Sprinkler | 1/2" NPT | K=8.0 | na | Natural Brass | na | Each | 0.17 | na | TY4931 | TFP171 | 100
553 | 57-360-9-135 | 108.54 | 1--15 | 0 | TY-FRB, 3mm Bulb, QR, Upright Sprinkler | 1/2" NPT | K=8.0 | na | Chrome Plated | na | Each | 0.18 | na | TY4831 | TFP171 | 100
554 | 57-361-9-135 | 108.54 | 1--15 | 0 | TY-FRB, 3mm Bulb, QR, Pendent Sprinkler | 1/2" NPT | K=8.0 | na | Chrome Plated | na | Each | 0.17 | na | TY4931 | TFP171 | 100
555 | 57-360-9-155 | 108.54 | 1--15 | 0 | TY-FRB, 3mm Bulb, QR, Upright Sprinkler | 1/2" NPT | K=8.0 | na | Chrome Plated | na | Each | 0.18 | na | TY4831 | TFP171 | 100
556 | 57-361-9-155 | 108.54 | 1--15 | 0 | TY-FRB, 3mm Bulb, QR, Pendent Sprinkler | 1/2" NPT | K=8.0 | na | Chrome Plated | na | Each | 0.17 | na | TY4931 | TFP171 | 100
557 | 57-360-9-175 | 108.54 | 1--15 | 0 | TY-FRB, 3mm Bulb, QR, Upright Sprinkler | 1/2" NPT | K=8.0 | na | Chrome Plated | na | Each | 0.18 | na | TY4831 | TFP171 | 100
558 | 57-361-9-175 | 108.54 | 1--15 | 0 | TY-FRB, 3mm Bulb, QR, Pendent Sprinkler | 1/2" NPT | K=8.0 | na | Chrome Plated | na | Each | 0.17 | na | TY4931 | TFP171 | 100
559 | 57-360-9-200 | 108.54 | 1--15 | 0 | TY-FRB, 3mm Bulb, QR, Upright Sprinkler | 1/2" NPT | K=8.0 | na | Chrome Plated | na | Each | 0.18 | na | TY4831 | TFP171 | 100
560 | 57-361-9-200 | 108.54 | 1--15 | 0 | TY-FRB, 3mm Bulb, QR, Pendent Sprinkler | 1/2" NPT | K=8.0 | na | Chrome Plated | na | Each | 0.17 | na | TY4931 | TFP171 | 100
561 | 57-360-9-286 | 108.54 | 1--15 | 0 | TY-FRB, 3mm Bulb, QR, Upright Sprinkler | 1/2" NPT | K=8.0 | na | Chrome Plated | na | Each | 0.18 | na | TY4831 | TFP171 | 100
562 | 57-361-9-286 | 108.54 | 1--15 | 0 | TY-FRB, 3mm Bulb, QR, Pendent Sprinkler | 1/2" NPT | K=8.0 | na | Chrome Plated | na | Each | 0.17 | na | TY4931 | TFP171 | 100
563 | 57-360-4-135 | 108.54 | 1--15 | 0 | TY-FRB, 3mm Bulb, QR, Upright Sprinkler | 1/2" NPT | K=8.0 | na | Signal White (RAL 9003) | na | Each | 0.18 | na | TY4831 | TFP171 | 100
564 | 57-361-4-135 | 108.54 | 1--15 | 0 | TY-FRB, 3mm Bulb, QR, Pendent Sprinkler | 1/2" NPT | K=8.0 | na | Signal White (RAL 9003) | na | Each | 0.17 | na | TY4931 | TFP171 | 100
565 | 57-360-4-155 | 108.54 | 1--15 | 0 | TY-FRB, 3mm Bulb, QR, Upright Sprinkler | 1/2" NPT | K=8.0 | na | Signal White (RAL 9003) | na | Each | 0.18 | na | TY4831 | TFP171 | 100
566 | 57-361-4-155 | 108.54 | 1--15 | 0 | TY-FRB, 3mm Bulb, QR, Pendent Sprinkler | 1/2" NPT | K=8.0 | na | Signal White (RAL 9003) | na | Each | 0.17 | na | TY4931 | TFP171 | 100
567 | 57-360-4-175 | 108.54 | 1--15 | 0 | TY-FRB, 3mm Bulb, QR, Upright Sprinkler | 1/2" NPT | K=8.0 | na | Signal White (RAL 9003) | na | Each | 0.18 | na | TY4831 | TFP171 | 100
568 | 57-361-4-175 | 108.54 | 1--15 | 0 | TY-FRB, 3mm Bulb, QR, Pendent Sprinkler | 1/2" NPT | K=8.0 | na | Signal White (RAL 9003) | na | Each | 0.17 | na | TY4931 | TFP171 | 100
569 | 57-360-4-200 | 108.54 | 1--15 | 0 | TY-FRB, 3mm Bulb, QR, Upright Sprinkler | 1/2" NPT | K=8.0 | na | Signal White (RAL 9003) | na | Each | 0.18 | na | TY4831 | TFP171 | 100
570 | 57-361-4-200 | 108.54 | 1--15 | 0 | TY-FRB, 3mm Bulb, QR, Pendent Sprinkler | 1/2" NPT | K=8.0 | na | Signal White (RAL 9003) | na | Each | 0.17 | na | TY4931 | TFP171 | 100
571 | 57-360-4-286 | 108.54 | 1--15 | 0 | TY-FRB, 3mm Bulb, QR, Upright Sprinkler | 1/2" NPT | K=8.0 | na | Signal White (RAL 9003) | na | Each | 0.18 | na | TY4831 | TFP171 | 100
572 | 57-361-4-286 | 108.54 | 1--15 | 0 | TY-FRB, 3mm Bulb, QR, Pendent Sprinkler | 1/2" NPT | K=8.0 | na | Signal White (RAL 9003) | na | Each | 0.17 | na | TY4931 | TFP171 | 100
573 | 57-360-5-155 | 113.4 | 1--15 | 0 | TY-FRB, 3mm Bulb, QR, Upright Sprinkler | 1/2" NPT | K=8.0 | na | Jet Black (RAL 9005) | na | Each | 0.18 | na | TY4831 | TFP171 | 100
574 | 57-361-5-155 | 113.4 | 1--15 | 0 | TY-FRB, 3mm Bulb, QR, Pendent Sprinkler | 1/2" NPT | K=8.0 | na | Jet Black (RAL 9005) | na | Each | 0.17 | na | TY4931 | TFP171 | 100
575 | 57-360-5-200 | 113.4 | 1--15 | 0 | TY-FRB, 3mm Bulb, QR, Upright Sprinkler | 1/2" NPT | K=8.0 | na | Jet Black (RAL 9005) | na | Each | 0.18 | na | TY4831 | TFP171 | 100
576 | 57-361-5-200 | 113.4 | 1--15 | 0 | TY-FRB, 3mm Bulb, QR, Pendent Sprinkler | 1/2" NPT | K=8.0 | na | Jet Black (RAL 9005) | na | Each | 0.17 | na | TY4931 | TFP171 | 100
577 | 57-360-7-135 | 268.38 | 1--15 | 0 | TY-FRB, 3mm Bulb, QR, Upright Sprinkler | 1/2" NPT | K=8.0 | na | Lead Coated | na | Each | 0.18 | na | TY4831 | TFP171 | 100
578 | 57-361-7-135 | 268.38 | 1--15 | 0 | TY-FRB, 3mm Bulb, QR, Pendent Sprinkler | 1/2" NPT | K=8.0 | na | Lead Coated | na | Each | 0.17 | na | TY4931 | TFP171 | 100
579 | 57-360-7-155 | 268.38 | 1--15 | 0 | TY-FRB, 3mm Bulb, QR, Upright Sprinkler | 1/2" NPT | K=8.0 | na | Lead Coated | na | Each | 0.18 | na | TY4831 | TFP171 | 100
580 | 57-361-7-155 | 268.38 | 1--15 | 0 | TY-FRB, 3mm Bulb, QR, Pendent Sprinkler | 1/2" NPT | K=8.0 | na | Lead Coated | na | Each | 0.17 | na | TY4931 | TFP171 | 100
581 | 57-360-7-175 | 268.38 | 1--15 | 0 | TY-FRB, 3mm Bulb, QR, Upright Sprinkler | 1/2" NPT | K=8.0 | na | Lead Coated | na | Each | 0.18 | na | TY4831 | TFP171 | 100
582 | 57-361-7-175 | 268.38 | 1--15 | 0 | TY-FRB, 3mm Bulb, QR, Pendent Sprinkler | 1/2" NPT | K=8.0 | na | Lead Coated | na | Each | 0.17 | na | TY4931 | TFP171 | 100
583 | 57-360-7-200 | 268.38 | 1--15 | 0 | TY-FRB, 3mm Bulb, QR, Upright Sprinkler | 1/2" NPT | K=8.0 | na | Lead Coated | na | Each | 0.18 | na | TY4831 | TFP171 | 100
584 | 57-361-7-200 | 268.38 | 1--15 | 0 | TY-FRB, 3mm Bulb, QR, Pendent Sprinkler | 1/2" NPT | K=8.0 | na | Lead Coated | na | Each | 0.17 | na | TY4931 | TFP171 | 100
585 | 57-360-7-286 | 268.38 | 1--15 | 0 | TY-FRB, 3mm Bulb, QR, Upright Sprinkler | 1/2" NPT | K=8.0 | na | Lead Coated | na | Each | 0.18 | na | TY4831 | TFP171 | 100
586 | 57-361-7-286 | 268.38 | 1--15 | 0 | TY-FRB, 3mm Bulb, QR, Pendent Sprinkler | 1/2" NPT | K=8.0 | na | Lead Coated | na | Each | 0.17 | na | TY4931 | TFP171 | 100
587 | 56-701-2-010 | 18.63 | 1--15 | 0 | Recessed Escutcheon (Style 10) | 1/2" NPT | na | na | Brass | na | Each | 0 | na | 0 | TFP770 | 0
588 | 56-701-9-010 | 12.69 | 1--15 | 0 | Recessed Escutcheon (Style 10) | 1/2" NPT | na | na | Chrome Plated | na | Each | 0 | na | 0 | TFP770 | 0
589 | 56-701-4-010 | 12.69 | 1--15 | 0 | Recessed Escutcheon (Style 10) | 1/2" NPT | na | na | Signal White (RAL 9003) | na | Each | 0 | na | 0 | TFP770 | 0
590 | 56-701-6-010 | 17.01 | 1--15 | 0 | Recessed Escutcheon (Style 10) | 1/2" NPT | na | na | Jet Black (RAL 9005) | na | Each | 0 | na | 0 | TFP770 | 0
591 | 56-705-2-010 | 18.63 | 1--15 | 0 | Recessed Escutcheon (Style 20) | 1/2" NPT | na | na | Brass | na | Each | 0 | na | 0 | TFP770 | 0
592 | 56-705-9-010 | 12.69 | 1--15 | 0 | Recessed Escutcheon (Style 20) | 1/2" NPT | na | na | Chrome Plated | na | Each | 0 | na | 0 | TFP770 | 0
593 | 56-705-4-010 | 12.69 | 1--15 | 0 | Recessed Escutcheon (Style 20) | 1/2" NPT | na | na | Signal White (RAL 9003) | na | Each | 0 | na | 0 | TFP770 | 0
594 | 56-705-6-010 | 17.01 | 1--15 | 0 | Recessed Escutcheon (Style 20) | 1/2" NPT | na | na | Jet Black (RAL 9005) | na | Each | 0 | na | 0 | TFP770 | 0
595 | 56-000-6-387 | 102.46 | 1--15 | 0 | Sprinkler Wrench W-Type 6 Wrench | na | na | na | na | na | Each | 0 | na | 0 | 0 | 0
596 | 56-850-4-001 | 170.58 | 1--15 | 0 | Sprinkler Wrench W-Type 7 Wrench (Recessed Only) | na | na | na | na | na | Each | 0 | CHEC, DS-1, EC-5, LFII, TY-B, TY-FRB, TY-FRFS, TY-FS, TY-FS Special | 0 | 0 | 0
597 | 57-378-1-135 | 116.64 | 1--16 | 0 | TY-FRB, 3mm Bulb, QR, HSW, Recessed HSW Sprinkler | 1/2" NPT | K=5.6 | 135°F/57°C | Brass | na | Each | 0.18 | na | TY3331 | TFP176 | 100
598 | 57-375-1-135 | 116.64 | 1--16 | 0 | TY-FRB, 3mm Bulb, QR, Vertical Sidewall Sprinkler | 1/2" NPT | K=5.6 | 135°F/57°C | Brass | na | Each | 0.18 | na | TY3431 | TFP176 | 100
599 | 57-378-1-155 | 116.64 | 1--16 | 0 | TY-FRB, 3mm Bulb, QR, HSW, Recessed HSW Sprinkler | 1/2" NPT | K=5.6 | 155°F/68°C | Brass | na | Each | 0.18 | na | TY3331 | TFP176 | 100
600 | 57-375-1-155 | 116.64 | 1--16 | 0 | TY-FRB, 3mm Bulb, QR, Vertical Sidewall Sprinkler | 1/2" NPT | K=5.6 | 155°F/68°C | Brass | na | Each | 0.18 | na | TY3431 | TFP176 | 100
601 | 57-378-1-175 | 116.64 | 1--16 | 0 | TY-FRB, 3mm Bulb, QR, HSW, Recessed HSW Sprinkler | 1/2" NPT | K=5.6 | 175°F/79°C | Brass | na | Each | 0.18 | na | TY3331 | TFP176 | 100
602 | 57-375-1-175 | 116.64 | 1--16 | 0 | TY-FRB, 3mm Bulb, QR, Vertical Sidewall Sprinkler | 1/2" NPT | K=5.6 | 175°F/79°C | Brass | na | Each | 0.18 | na | TY3431 | TFP176 | 100
603 | 57-378-1-200 | 116.64 | 1--16 | 0 | TY-FRB, 3mm Bulb, QR, HSW, Recessed HSW Sprinkler | 1/2" NPT | K=5.6 | 200°F/93°C | Brass | na | Each | 0.18 | na | TY3331 | TFP176 | 100
604 | 57-375-1-200 | 116.64 | 1--16 | 0 | TY-FRB, 3mm Bulb, QR, Vertical Sidewall Sprinkler | 1/2" NPT | K=5.6 | 200°F/93°C | Brass | na | Each | 0.18 | na | TY3431 | TFP176 | 100
605 | 57-378-1-286 | 116.64 | 1--16 | 0 | TY-FRB, 3mm Bulb, QR, HSW, Recessed HSW Sprinkler | 1/2" NPT | K=5.6 | 286°F/141°C | Brass | na | Each | 0.18 | na | TY3331 | TFP176 | 100
606 | 57-375-1-286 | 116.64 | 1--16 | 0 | TY-FRB, 3mm Bulb, QR, Vertical Sidewall Sprinkler | 1/2" NPT | K=5.6 | 286°F/141°C | Brass | na | Each | 0.18 | na | TY3431 | TFP176 | 100
607 | 57-378-9-135 | 125.28 | 1--16 | 0 | TY-FRB, 3mm Bulb, QR, HSW, Recessed HSW Sprinkler | 1/2" NPT | K=5.6 | 135°F/57°C | Chrome | na | Each | 0.18 | na | TY3331 | TFP176 | 100
608 | 57-375-9-135 | 125.28 | 1--16 | 0 | TY-FRB, 3mm Bulb, QR, Vertical Sidewall Sprinkler | 1/2" NPT | K=5.6 | 135°F/57°C | Chrome | na | Each | 0.18 | na | TY3431 | TFP176 | 100
609 | 57-378-9-155 | 125.28 | 1--16 | 0 | TY-FRB, 3mm Bulb, QR, HSW, Recessed HSW Sprinkler | 1/2" NPT | K=5.6 | 155°F/68°C | Chrome | na | Each | 0.18 | na | TY3331 | TFP176 | 100
610 | 57-375-9-155 | 125.28 | 1--16 | 0 | TY-FRB, 3mm Bulb, QR, Vertical Sidewall Sprinkler | 1/2" NPT | K=5.6 | 155°F/68°C | Chrome | na | Each | 0.18 | na | TY3431 | TFP176 | 100
611 | 57-378-9-175 | 125.28 | 1--16 | 0 | TY-FRB, 3mm Bulb, QR, HSW, Recessed HSW Sprinkler | 1/2" NPT | K=5.6 | 175°F/79°C | Chrome | na | Each | 0.18 | na | TY3331 | TFP176 | 100
612 | 57-375-9-175 | 125.28 | 1--16 | 0 | TY-FRB, 3mm Bulb, QR, Vertical Sidewall Sprinkler | 1/2" NPT | K=5.6 | 175°F/79°C | Chrome | na | Each | 0.18 | na | TY3431 | TFP176 | 100
613 | 57-378-9-200 | 125.28 | 1--16 | 0 | TY-FRB, 3mm Bulb, QR, HSW, Recessed HSW Sprinkler | 1/2" NPT | K=5.6 | 200°F/93°C | Chrome | na | Each | 0.18 | na | TY3331 | TFP176 | 100
614 | 57-375-9-200 | 125.28 | 1--16 | 0 | TY-FRB, 3mm Bulb, QR, Vertical Sidewall Sprinkler | 1/2" NPT | K=5.6 | 200°F/93°C | Chrome | na | Each | 0.18 | na | TY3431 | TFP176 | 100
615 | 57-378-9-286 | 125.28 | 1--16 | 0 | TY-FRB, 3mm Bulb, QR, HSW, Recessed HSW Sprinkler | 1/2" NPT | K=5.6 | 286°F/141°C | Chrome | na | Each | 0.18 | na | TY3331 | TFP176 | 100
616 | 57-375-9-286 | 125.28 | 1--16 | 0 | TY-FRB, 3mm Bulb, QR, Vertical Sidewall Sprinkler | 1/2" NPT | K=5.6 | 286°F/141°C | Chrome | na | Each | 0.18 | na | TY3431 | TFP176 | 100
617 | 57-378-4-135 | 125.28 | 1--16 | 0 | TY-FRB, 3mm Bulb, QR, HSW, Recessed HSW Sprinkler | 1/2" NPT | K=5.6 | 135°F/57°C | Signal White (RAL 9003) | na | Each | 0.18 | na | TY3331 | TFP176 | 100
618 | 57-375-4-135 | 125.28 | 1--16 | 0 | TY-FRB, 3mm Bulb, QR, Vertical Sidewall Sprinkler | 1/2" NPT | K=5.6 | 135°F/57°C | Signal White (RAL 9003) | na | Each | 0.18 | na | TY3431 | TFP176 | 100
619 | 57-378-4-155 | 125.28 | 1--16 | 0 | TY-FRB, 3mm Bulb, QR, HSW, Recessed HSW Sprinkler | 1/2" NPT | K=5.6 | 155°F/68°C | Signal White (RAL 9003) | na | Each | 0.18 | na | TY3331 | TFP176 | 100
620 | 57-375-4-155 | 125.28 | 1--16 | 0 | TY-FRB, 3mm Bulb, QR, Vertical Sidewall Sprinkler | 1/2" NPT | K=5.6 | 155°F/68°C | Signal White (RAL 9003) | na | Each | 0.18 | na | TY3431 | TFP176 | 100
621 | 57-378-4-175 | 125.28 | 1--16 | 0 | TY-FRB, 3mm Bulb, QR, HSW, Recessed HSW Sprinkler | 1/2" NPT | K=5.6 | 175°F/79°C | Signal White (RAL 9003) | na | Each | 0.18 | na | TY3331 | TFP176 | 100
622 | 57-375-4-175 | 187.92 | 1--16 | 0 | TY-FRB, 3mm Bulb, QR, Vertical Sidewall Sprinkler | 1/2" NPT | K=5.6 | 175°F/79°C | Signal White (RAL 9003) | na | Each | 0.18 | na | TY3431 | TFP176 | 100
623 | 57-378-4-200 | 125.28 | 1--16 | 0 | TY-FRB, 3mm Bulb, QR, HSW, Recessed HSW Sprinkler | 1/2" NPT | K=5.6 | 200°F/93°C | Signal White (RAL 9003) | na | Each | 0.18 | na | TY3331 | TFP176 | 100
624 | 57-375-4-200 | 125.28 | 1--16 | 0 | TY-FRB, 3mm Bulb, QR, Vertical Sidewall Sprinkler | 1/2" NPT | K=5.6 | 200°F/93°C | Signal White (RAL 9003) | na | Each | 0.18 | na | TY3431 | TFP176 | 100
625 | 57-378-4-286 | 125.28 | 1--16 | 0 | TY-FRB, 3mm Bulb, QR, HSW, Recessed HSW Sprinkler | 1/2" NPT | K=5.6 | 286°F/141°C | Signal White (RAL 9003) | na | Each | 0.18 | na | TY3331 | TFP176 | 100
626 | 57-375-4-286 | 125.28 | 1--16 | 0 | TY-FRB, 3mm Bulb, QR, Vertical Sidewall Sprinkler | 1/2" NPT | K=5.6 | 286°F/141°C | Signal White (RAL 9003) | na | Each | 0.18 | na | TY3431 | TFP176 | 100
627 | 57-378-5-155 | 130.14 | 1--16 | 0 | TY-FRB, 3mm Bulb, QR, HSW, Recessed HSW Sprinkler | 1/2" NPT | K=5.6 | 155°F/68°C | Jet Black (RAL 9005) | na | Each | 0 | na | 0 | TFP176 | 100
628 | 57-375-5-155 | 130.14 | 1--16 | 0 | TY-FRB, 3mm Bulb, QR, Vertical Sidewall Sprinkler | 1/2" NPT | K=5.6 | 155°F/68°C | Jet Black (RAL 9005) | na | Each | 0 | na | 0 | TFP176 | 100
629 | 57-378-5-200 | 130.14 | 1--16 | 0 | TY-FRB, 3mm Bulb, QR, HSW, Recessed HSW Sprinkler | 1/2" NPT | K=5.6 | 200°F/93°C | Jet Black (RAL 9005) | na | Each | 0 | na | 0 | TFP176 | 100
630 | 57-375-5-200 | 130.14 | 1--16 | 0 | TY-FRB, 3mm Bulb, QR, Vertical Sidewall Sprinkler | 1/2" NPT | K=5.6 | 200°F/93°C | Jet Black (RAL 9005) | na | Each | 0 | na | 0 | TFP176 | 100
631 | 57-378-7-135 | 222.48 | 1--16 | 0 | TY-FRB, 3mm Bulb, QR, HSW, Recessed HSW Sprinkler | 1/2" NPT | K=5.6 | 135°F/57°C | Lead Coated | na | Each | 0.18 | na | TY3331 | TFP176 | 100
632 | 57-375-7-135 | 222.48 | 1--16 | 0 | TY-FRB, 3mm Bulb, QR, Vertical Sidewall Sprinkler | 1/2" NPT | K=5.6 | 135°F/57°C | Lead Coated | na | Each | 0.18 | na | TY3431 | TFP176 | 100
633 | 57-378-7-155 | 222.48 | 1--16 | 0 | TY-FRB, 3mm Bulb, QR, HSW, Recessed HSW Sprinkler | 1/2" NPT | K=5.6 | 155°F/68°C | Lead Coated | na | Each | 0.18 | na | TY3331 | TFP176 | 100
634 | 57-375-7-155 | 222.48 | 1--16 | 0 | TY-FRB, 3mm Bulb, QR, Vertical Sidewall Sprinkler | 1/2" NPT | K=5.6 | 155°F/68°C | Lead Coated | na | Each | 0.18 | na | TY3431 | TFP176 | 100
635 | 57-378-7-175 | 222.48 | 1--16 | 0 | TY-FRB, 3mm Bulb, QR, HSW, Recessed HSW Sprinkler | 1/2" NPT | K=5.6 | 175°F/79°C | Lead Coated | na | Each | 0.18 | na | TY3331 | TFP176 | 100
636 | 57-375-7-175 | 222.48 | 1--16 | 0 | TY-FRB, 3mm Bulb, QR, Vertical Sidewall Sprinkler | 1/2" NPT | K=5.6 | 175°F/79°C | Lead Coated | na | Each | 0.18 | na | TY3431 | TFP176 | 100
637 | 57-378-7-200 | 222.48 | 1--16 | 0 | TY-FRB, 3mm Bulb, QR, HSW, Recessed HSW Sprinkler | 1/2" NPT | K=5.6 | 200°F/93°C | Lead Coated | na | Each | 0.18 | na | TY3331 | TFP176 | 100
638 | 57-375-7-200 | 222.48 | 1--16 | 0 | TY-FRB, 3mm Bulb, QR, Vertical Sidewall Sprinkler | 1/2" NPT | K=5.6 | 200°F/93°C | Lead Coated | na | Each | 0.18 | na | TY3431 | TFP176 | 100
639 | 57-378-7-286 | 222.48 | 1--16 | 0 | TY-FRB, 3mm Bulb, QR, HSW, Recessed HSW Sprinkler | 1/2" NPT | K=5.6 | 286°F/141°C | Lead Coated | na | Each | 0.18 | na | TY3331 | TFP176 | 100
640 | 57-375-7-286 | 222.48 | 1--16 | 0 | TY-FRB, 3mm Bulb, QR, Vertical Sidewall Sprinkler | 1/2" NPT | K=5.6 | 286°F/141°C | Lead Coated | na | Each | 0.18 | na | TY3431 | TFP176 | 100
641 | 56-701-2-010 | 18.63 | 1--16 | 0 | Recessed Escutcheon (Style 10) | 1/2" NPT | na | na | Brass | na | Each | 0 | na | 0 | TFP770 | 0
642 | 56-701-9-010 | 12.69 | 1--16 | 0 | Recessed Escutcheon (Style 10) | 1/2" NPT | na | na | Chrome Plated | na | Each | 0 | na | 0 | TFP770 | 0
643 | 56-701-4-010 | 12.69 | 1--16 | 0 | Recessed Escutcheon (Style 10) | 1/2" NPT | na | na | Signal White (RAL 9003) | na | Each | 0 | na | 0 | TFP770 | 0
644 | 56-701-6-010 | 17.01 | 1--16 | 0 | Recessed Escutcheon (Style 10) | 1/2" NPT | na | na | Jet Black (RAL 9005) | na | Each | 0 | na | 0 | TFP770 | 0
645 | 56-705-2-010 | 18.63 | 1--16 | 0 | Recessed Escutcheon (Style 20) | 1/2" NPT | na | na | Brass | na | Each | 0 | na | 0 | TFP770 | 0
646 | 56-705-9-010 | 12.69 | 1--16 | 0 | Recessed Escutcheon (Style 20) | 1/2" NPT | na | na | Chrome Plated | na | Each | 0 | na | 0 | TFP770 | 0
647 | 56-705-4-010 | 12.69 | 1--16 | 0 | Recessed Escutcheon (Style 20) | 1/2" NPT | na | na | Signal White (RAL 9003) | na | Each | 0 | na | 0 | TFP770 | 0
648 | 56-705-6-010 | 17.01 | 1--16 | 0 | Recessed Escutcheon (Style 20) | 1/2" NPT | na | na | Jet Black (RAL 9005) | na | Each | 0 | na | 0 | TFP770 | 0
649 | 56-000-6-387 | 102.46 | 1--16 | 0 | Sprinkler Wrench W-Type 6 Wrench | na | na | na | na | na | Each | 0 | na | 0 | 0 | 0
650 | 56-850-4-001 | 170.58 | 1--16 | 0 | Sprinkler Wrench W-Type 7 Wrench (Recessed Only) | na | na | na | na | na | Each | 0 | CHEC, DS-1, EC-5, LFII, TY-B, TY-FRB, TY-FRFS, TY-FS, TY-FS Special | 0 | 0 | 0
651 | 50-711-1-160 | 85.59 | 1--17 | 0 | Illusion Sprinkler, ELO, Concealed Pendent | 3/4" NPT | K=11.2 | 160°F/71°C | Brass | na | Each | 0.5 | na | TY5521 | TFP184 | 40
652 | 50-711-1-212 | 84.78 | 1--17 | 0 | Illusion Sprinkler, ELO, Concealed Pendent | 3/4" NPT | K=11.2 | 212°F/100°C | Brass | na | Each | 0.5 | na | TY5521 | TFP184 | 40
653 | 56-892-1-135 | 43.2 | 1--17 | 0 | ELOC Cover Plate | na | na | 135°F/57°C | Brushed Brass | na | Each | 0 | na | 0 | 0 | 0
654 | 56-892-1-165 | 43.2 | 1--17 | 0 | ELOC Cover Plate | na | na | 165°F/74°C | Brushed Brass | na | Each | 0 | na | 0 | 0 | 0
655 | 56-892-9-135 | 43.2 | 1--17 | 0 | ELOC Cover Plate | na | na | 135°F/57°C | Bright Chrome | na | Each | 0 | na | 0 | 0 | 0
656 | 56-892-9-165 | 43.2 | 1--17 | 0 | ELOC Cover Plate | na | na | 165°F/74°C | Bright Chrome | na | Each | 0 | na | 0 | 0 | 0
657 | 56-892-4-135 | 43.2 | 1--17 | 0 | ELOC Cover Plate | na | na | 135°F/57°C | Signal White (RAL 9003) | na | Each | 0 | na | 0 | 0 | 0
658 | 56-892-4-165 | 43.2 | 1--17 | 0 | ELOC Cover Plate | na | na | 165°F/74°C | Signal White (RAL 9003) | na | Each | 0 | na | 0 | 0 | 0
659 | 56-892-0-135 | 43.2 | 1--17 | 0 | ELOC Cover Plate | na | na | 135°F/57°C | Grey White (RAL9002) | na | Each | 0 | na | 0 | 0 | 0
660 | 56-892-0-165 | 43.2 | 1--17 | 0 | ELOC Cover Plate | na | na | 165°F/74°C | Grey White (RAL9002) | na | Each | 0 | na | 0 | 0 | 0
661 | 56-892-6-135 | 43.2 | 1--17 | 0 | ELOC Cover Plate | na | na | 135°F/57°C | Jet Black (RAL 9005) | na | Each | 0 | na | 0 | 0 | 0
662 | 56-892-6-165 | 43.2 | 1--17 | 0 | ELOC Cover Plate | na | na | 165°F/74°C | Jet Black (RAL 9005) | na | Each | 0 | na | 0 | 0 | 0
663 | 56-892-X-135 | 50.22 | 1--17 | 0 | ELOC Cover Plate | na | na | 135°F/57°C | Special Order | na | Each | 0 | All “Special Order” cover plate are special ordered and are Non-Returnable. Please see “Terms & Conditions” *Special Order paint match subject to set-up charge. (Net Price) | 0 | 0 | 0
664 | 56-892-X-165 | 50.22 | 1--17 | 0 | ELOC Cover Plate | na | na | 165°F/74°C | Special Order | na | Each | 0 | All “Special Order” cover plate are special ordered and are Non-Returnable. Please see “Terms & Conditions” *Special Order paint match subject to set-up charge. (Net Price) | 0 | 0 | 0
665 | 56-908-1-001 | 24.03 | 1--17 | 0 | Clean Room Seals ELOC Clean Room Seal | na | na | na | na | na | Each | 0 | All Special Finishes and Coatings are special ordered and are Non-Returnable. Please see “Terms & Conditions” | 0 | 0 | 0
666 | 56-000-1-265 | 170.58 | 1--17 | 0 | W-Type 18 Wrench - Model LFII, Model ELOC | na | na | na | na | na | Each | 0 | na | 0 | 0 | 0
667 | 6012 | 630.79 | 1--17 | Net Price | Paint Match Set Up | na | na | na | Custom Paint* | na | Each | 0 | * Special order paint match subject to a set-up charge (Net Price) All "Special Order" cover plates are special ordered and are Non-Returnable.Please see Terms & Conditions. | 0 | 0 | 0
668 | 51-790-1-155 | 86.67 | 1--18 | 0 | RFII SR Pendent Concealed Sprinklers, Std Pressure | 1/2" NPT | K=5.6 | 155°F/68°C | Brass | 250 psi | Each | 0.375 | na | TY3551 | TFP181 | 40
669 | 51-790-1-200 | 86.67 | 1--18 | 0 | RFII SR Pendent Concealed Sprinklers, Std Pressure | 1/2" NPT | K=5.6 | 200°F/93°C | Brass | 250 psi | Each | 0.375 | na | TY3551 | TFP181 | 40
670 | 56-792-1-135 | 43.2 | 1--18 | 0 | Cover Plate (For use with 155° F Sprinkler) | na | na | 135°F/57°C | Brushed Brass | na | Each | 0 | na | 0 | 0 | 0
671 | 56-792-2-135 | 45.09 | 1--18 | 0 | Cover Plate (For use with 155° F Sprinkler) | na | na | 135°F/57°C | Brass | na | Each | 0 | na | 0 | 0 | 0
672 | 56-792-8-135 | 45.09 | 1--18 | 0 | Cover Plate (For use with 155° F Sprinkler) | na | na | 135°F/57°C | Brushed Chrome | na | Each | 0 | na | 0 | 0 | 0
673 | 56-792-9-135 | 43.2 | 1--18 | 0 | Cover Plate (For use with 155° F Sprinkler) | na | na | 135°F/57°C | Chrome | na | Each | 0 | na | 0 | 0 | 0
674 | 56-792-0-135 | 43.2 | 1--18 | 0 | Cover Plate (For use with 155° F Sprinkler) | na | na | 135°F/57°C | Grey White (RAL9002) | na | Each | 0 | na | 0 | 0 | 0
675 | 56-792-4-135 | 43.2 | 1--18 | 0 | Cover Plate (For use with 155° F Sprinkler) | na | na | 135°F/57°C | Signal White (RAL 9003) | na | Each | 0 | na | 0 | 0 | 0
676 | 56-792-6-135 | 43.2 | 1--18 | 0 | Cover Plate (For use with 155° F Sprinkler) | na | na | 135°F/57°C | Jet Black (RAL 9005) | na | Each | 0 | na | 0 | 0 | 0
677 | 56-792-7-135 | 43.2 | 1--18 | 0 | Cover Plate (For use with 155° F Sprinkler) | na | na | 135°F/57°C | Terra Brown (RAL 8082) | na | Each | 0 | na | 0 | 0 | 0
678 | 56-792-X-135 | 45.36 | 1--18 | 0 | Cover Plate (For use with 155° F Sprinkler) | na | na | 135°F/57°C | Special Order | na | Each | 0 | All “Special Order” cover plate are special ordered and are Non-Returnable. Please see “Terms & Conditions” *Special Order paint match subject to set-up charge. (Net Price) | 0 | 0 | 0
679 | 56-792-1-165 | 43.2 | 1--18 | 0 | Cover Plate (For use with 200° F Sprinkler) | na | na | 165°F/74°C | Brushed Brass | na | Each | 0 | na | 0 | 0 | 0
680 | 56-792-2-165 | 45.09 | 1--18 | 0 | Cover Plate (For use with 200° F Sprinkler) | na | na | 165°F/74°C | Brass | na | Each | 0 | na | 0 | 0 | 0
681 | 56-792-8-165 | 45.09 | 1--18 | 0 | Cover Plate (For use with 200° F Sprinkler) | na | na | 165°F/74°C | BrushedChrome | na | Each | 0 | na | 0 | 0 | 0
682 | 56-792-9-165 | 43.2 | 1--18 | 0 | Cover Plate (For use with 200° F Sprinkler) | na | na | 165°F/74°C | Chrome | na | Each | 0 | na | 0 | 0 | 0
683 | 56-792-0-165 | 43.2 | 1--18 | 0 | Cover Plate (For use with 200° F Sprinkler) | na | na | 165°F/74°C | Grey White (RAL9002) | na | Each | 0 | na | 0 | 0 | 0
684 | 56-792-4-165 | 43.2 | 1--18 | 0 | Cover Plate (For use with 200° F Sprinkler) | na | na | 165°F/74°C | Signal White (RAL 9003) | na | Each | 0 | na | 0 | 0 | 0
685 | 56-792-6-165 | 43.2 | 1--18 | 0 | Cover Plate (For use with 200° F Sprinkler) | na | na | 165°F/74°C | Jet Black (RAL 9005) | na | Each | 0 | na | 0 | 0 | 0
686 | 56-792-7-165 | 43.2 | 1--18 | 0 | Cover Plate (For use with 200° F Sprinkler) | na | na | 165°F/74°C | Terra Brown (RAL 8082) | na | Each | 0 | na | 0 | 0 | 0
687 | 56-792-X-165 | 45.36 | 1--18 | 0 | Cover Plate (For use with 200° F Sprinkler) | na | na | 165°F/74°C | Special Order | na | Each | 0 | All “Special Order” cover plate are special ordered and are Non-Returnable. Please see “Terms & Conditions” *Special Order paint match subject to set-up charge. (Net Price) | 0 | 0 | 0
688 | 6012 | 630.79 | 1--18 | Net Price | Paint Match Set Up | na | na | na | Custom Paint* | na | Each | 0 | * Special order paint match subject to a set-up charge (Net Price) All "Special Order" cover plates are special ordered and are Non-Returnable.Please see Terms & Conditions. | 0 | 0 | 0
689 | 56-000-1-300 | 57.24 | 1--18 | 0 | Cover Plate Tool to Install or Remove Cover Plates. Used for Concealed Sprinklers | na | na | na | na | na | Each | 0 | na | 0 | 0 | 0
690 | 91-201-1-015 | 0.87 | 1--18 | Net Price | Protective Cap for Concealed Sprinklers | na | na | na | na | na | Each | 0 | na | 0 | 0 | 0
691 | 56-000-1-075 | 170.58 | 1--18 | 0 | Sprinkler Wrench, RFII Wrench DS-C, Series DS-CEC | na | na | na | na | na | Each | 0 | na | 0 | 0 | 0
692 | 56-908-1-001 | 24.03 | 1--18 | 0 | Clean Room Seals ELOC Clean Room Seal | na | na | na | na | na | Each | 0 | All Special Finishes and Coatings are special ordered and are Non-Returnable. Please see “Terms & Conditions” | 0 | 0 | 0
693 | 51-792-1-155 | 82.89 | 1--19 | 0 | RFII, QR, “Royal Flush II” Pendent Concealed Spnkr | 1/2" NPT | K=5.6 | 155°F/68°C | Brass | 250 psi | Each | 0.375 | na | TY3531 | TFP181 | 40
694 | 51-792-1-200 | 82.89 | 1--19 | 0 | RFII, QR, “Royal Flush II” Pendent Concealed Spnkr | 1/2" NPT | K=5.6 | 200°F/93°C | Brass | 250 psi | Each | 0.375 | na | TY3531 | TFP181 | 40
695 | 56-792-1-135 | 43.2 | 1--19 | 0 | Cover Plate (For use with 155° F Sprinkler) | na | na | 135°F/57°C | Brushed Brass | na | Each | 0 | na | 0 | 0 | 0
696 | 56-792-2-135 | 45.09 | 1--19 | 0 | Cover Plate (For use with 155° F Sprinkler) | na | na | 135°F/57°C | Brass | na | Each | 0 | na | 0 | 0 | 0
697 | 56-792-8-135 | 45.09 | 1--19 | 0 | Cover Plate (For use with 155° F Sprinkler) | na | na | 135°F/57°C | Brushed Chrome | na | Each | 0 | na | 0 | 0 | 0
698 | 56-792-9-135 | 43.2 | 1--19 | 0 | Cover Plate (For use with 155° F Sprinkler) | na | na | 135°F/57°C | Chrome | na | Each | 0 | na | 0 | 0 | 0
699 | 56-792-0-135 | 43.2 | 1--19 | 0 | Cover Plate (For use with 155° F Sprinkler) | na | na | 135°F/57°C | Grey White (RAL9002) | na | Each | 0 | na | 0 | 0 | 0
700 | 56-792-4-135 | 43.2 | 1--19 | 0 | Cover Plate (For use with 155° F Sprinkler) | na | na | 135°F/57°C | Signal White (RAL 9003) | na | Each | 0 | na | 0 | 0 | 0
701 | 56-792-6-135 | 43.2 | 1--19 | 0 | Cover Plate (For use with 155° F Sprinkler) | na | na | 135°F/57°C | Jet Black (RAL 9005) | na | Each | 0 | na | 0 | 0 | 0
702 | 56-792-7-135 | 43.2 | 1--19 | 0 | Cover Plate (For use with 155° F Sprinkler) | na | na | 135°F/57°C | Terra Brown (RAL 8082) | na | Each | 0 | na | 0 | 0 | 0
703 | 56-792-X-135 | 45.36 | 1--19 | 0 | Cover Plate (For use with 155° F Sprinkler) | na | na | 135°F/57°C | Special Order | na | Each | 0 | All “Special Order” cover plate are special ordered and are Non-Returnable. Please see “Terms & Conditions” *Special Order paint match subject to set-up charge. (Net Price) | 0 | 0 | 0
704 | 56-792-1-165 | 43.2 | 1--19 | 0 | Cover Plate (For use with 200° F Sprinkler) | na | na | 165°F/74°C | Brushed Brass | na | Each | 0 | na | 0 | 0 | 0
705 | 56-792-2-165 | 45.09 | 1--19 | 0 | Cover Plate (For use with 200° F Sprinkler) | na | na | 165°F/74°C | Brass | na | Each | 0 | na | 0 | 0 | 0
706 | 56-792-8-165 | 45.09 | 1--19 | 0 | Cover Plate (For use with 200° F Sprinkler) | na | na | 165°F/74°C | BrushedChrome | na | Each | 0 | na | 0 | 0 | 0
707 | 56-792-9-165 | 43.2 | 1--19 | 0 | Cover Plate (For use with 200° F Sprinkler) | na | na | 165°F/74°C | Chrome | na | Each | 0 | na | 0 | 0 | 0
708 | 56-792-0-165 | 43.2 | 1--19 | 0 | Cover Plate (For use with 200° F Sprinkler) | na | na | 165°F/74°C | Grey White (RAL9002) | na | Each | 0 | na | 0 | 0 | 0
709 | 56-792-4-165 | 43.2 | 1--19 | 0 | Cover Plate (For use with 200° F Sprinkler) | na | na | 165°F/74°C | Signal White (RAL 9003) | na | Each | 0 | na | 0 | 0 | 0
710 | 56-792-6-165 | 43.2 | 1--19 | 0 | Cover Plate (For use with 200° F Sprinkler) | na | na | 165°F/74°C | Jet Black (RAL 9005) | na | Each | 0 | na | 0 | 0 | 0
711 | 56-792-7-165 | 43.2 | 1--19 | 0 | Cover Plate (For use with 200° F Sprinkler) | na | na | 165°F/74°C | Terra Brown (RAL 8082) | na | Each | 0 | na | 0 | 0 | 0
712 | 56-792-X-165 | 45.36 | 1--19 | 0 | Cover Plate (For use with 200° F Sprinkler) | na | na | 165°F/74°C | Special Order | na | Each | 0 | All “Special Order” cover plate are special ordered and are Non-Returnable. Please see “Terms & Conditions” *Special Order paint match subject to set-up charge. (Net Price) | 0 | 0 | 0
713 | 6012 | 630.79 | 1--19 | Net Price | Paint Match Set Up | na | na | na | Custom Paint* | na | Each | 0 | * Special order paint match subject to a set-up charge (Net Price) All "Special Order" cover plates are special ordered and are Non-Returnable.Please see Terms & Conditions. | 0 | 0 | 0
714 | 56-000-1-300 | 57.24 | 1--19 | 0 | Cover Plate Tool to Install or Remove Cover Plates. Used for Concealed Sprinklers | na | na | na | na | na | Each | 0 | na | 0 | 0 | 0
715 | 91-201-1-015 | 0.87 | 1--19 | Net Price | Protective Cap for Concealed Sprinklers | na | na | na | na | na | Each | 0 | na | 0 | 0 | 0
716 | 56-000-1-075 | 170.58 | 1--19 | 0 | Sprinkler Wrench, RFII Wrench DS-C, Series DS-CEC | na | na | na | na | na | Each | 0 | na | 0 | 0 | 0
717 | 56-908-1-001 | 24.03 | 1--19 | 0 | Clean Room Seals ELOC Clean Room Seal | na | na | na | na | na | Each | 0 | All Special Finishes and Coatings are special ordered and are Non-Returnable. Please see “Terms & Conditions” | 0 | 0 | 0
718 | 50-550-1-165 | 197.1 | 1--20 | 0 | RFII, QR, “Royal Flush II” Horizontal Sidewall Concealed Sprinkler | 1/2" NPT | K=5.6 | 160°F (71°C) | Brass | na | Each | 0.714 | na | TY3521 | TFP185 | 28
719 | 50-550-1-212 | 204.12 | 1--20 | 0 | RFII, QR, “Royal Flush II” Horizontal Sidewall Concealed Sprinkler | 1/2" NPT | K=5.6 | 212°F (100°C) | Brass | na | Each | 0.714 | na | TY3521 | TFP185 | 28
720 | 56-204-0-135 | 44.28 | 1--20 | 0 | Cover Plate (For use with 160° F Sprinkler) | na | na | 135°F (57°C) | Ivory (RAL1015) | na | Each | 0 | na | 0 | 0 | 0
721 | 56-204-2-135 | 44.28 | 1--20 | 0 | Cover Plate (For use with 160° F Sprinkler) | na | na | 135°F (57°C) | Beige (RAL1001) | na | Each | 0 | na | 0 | 0 | 0
722 | 56-204-3-135 | 44.28 | 1--20 | 0 | Cover Plate (For use with 160° F Sprinkler) | na | na | 135°F (57°C) | Pure White (RAL9010) | na | Each | 0 | na | 0 | 0 | 0
723 | 56-204-4-135 | 44.28 | 1--20 | 0 | Cover Plate (For use with 160° F Sprinkler) | na | na | 135°F (57°C) | Signal White (RAL9003) | na | Each | 0 | na | 0 | 0 | 0
724 | 56-204-5-135 | 44.28 | 1--20 | 0 | Cover Plate (For use with 160° F Sprinkler) | na | na | 135°F (57°C) | Grey White (RAL9002) | na | Each | 0 | na | 0 | 0 | 0
725 | 56-204-6-135 | 44.28 | 1--20 | 0 | Cover Plate (For use with 160° F Sprinkler) | na | na | 135°F (57°C) | Terra Brown (RAL8028) | na | Each | 0 | na | 0 | 0 | 0
726 | 56-204-7-135 | 44.28 | 1--20 | 0 | Cover Plate (For use with 160° F Sprinkler) | na | na | 135°F (57°C) | Black (RAL9005) | na | Each | 0 | na | 0 | 0 | 0
727 | 56-204-8-135 | 98.55 | 1--20 | 0 | Cover Plate (For use with 160° F Sprinkler) | na | na | 135°F (57°C) | Brushed Brass | na | Each | 0 | na | 0 | 0 | 0
728 | 56-204-9-135 | 71.55 | 1--20 | 0 | Cover Plate (For use with 160° F Sprinkler) | na | na | 135°F (57°C) | Brushed Chrome | na | Each | 0 | na | 0 | 0 | 0
729 | 56-204-X-135 | 44.28 | 1--20 | 0 | Cover Plate (For use with 160° F Sprinkler) | na | na | 135°F (57°C) | Special Order* | na | Each | 0 | na | 0 | 0 | 0
730 | 56-204-0-165 | 44.28 | 1--20 | 0 | Cover Plate (For use with 212° F Sprinkler) | na | na | 165°F (74°C) | Ivory (RAL1015) | na | Each | 0 | na | 0 | 0 | 0
731 | 56-204-2-165 | 44.28 | 1--20 | 0 | Cover Plate (For use with 212° F Sprinkler) | na | na | 165°F (74°C) | Beige (RAL1001) | na | Each | 0 | na | 0 | 0 | 0
732 | 56-204-3-165 | 44.28 | 1--20 | 0 | Cover Plate (For use with 212° F Sprinkler) | na | na | 165°F (74°C) | Pure White (RAL9010) | na | Each | 0 | na | 0 | 0 | 0
733 | 56-204-4-165 | 44.28 | 1--20 | 0 | Cover Plate (For use with 212° F Sprinkler) | na | na | 165°F (74°C) | Signal White (RAL9003) | na | Each | 0 | na | 0 | 0 | 0
734 | 56-204-5-165 | 44.28 | 1--20 | 0 | Cover Plate (For use with 212° F Sprinkler) | na | na | 165°F (74°C) | Grey White (RAL9002) | na | Each | 0 | na | 0 | 0 | 0
735 | 56-204-6-165 | 44.28 | 1--20 | 0 | Cover Plate (For use with 212° F Sprinkler) | na | na | 165°F (74°C) | Terra Brown (RAL8028) | na | Each | 0 | na | 0 | 0 | 0
736 | 56-204-7-165 | 44.28 | 1--20 | 0 | Cover Plate (For use with 212° F Sprinkler) | na | na | 165°F (74°C) | Black (RAL9005) | na | Each | 0 | na | 0 | 0 | 0
737 | 56-204-8-165 | 98.55 | 1--20 | 0 | Cover Plate (For use with 212° F Sprinkler) | na | na | 165°F (74°C) | Brushed Brass | na | Each | 0 | na | 0 | 0 | 0
738 | 56-204-9-165 | 71.55 | 1--20 | 0 | Cover Plate (For use with 212° F Sprinkler) | na | na | 165°F (74°C) | Brushed Chrome | na | Each | 0 | na | 0 | 0 | 0
739 | 56-204-X-165 | 44.28 | 1--20 | 0 | Cover Plate (For use with 212° F Sprinkler) | na | na | 165°F (74°C) | Special Order* | na | Each | 0 | na | 0 | 0 | 0
740 | 6012 | 630.79 | 1--20 | Net Price | Paint Match Set Up | na | na | na | Custom Paint* | na | Each | 0 | * Special order paint match subject to a set-up charge (Net Price) All "Special Order" cover plates are special ordered and are Non-Returnable.Please see Terms & Conditions. | 0 | 0 | 0
741 | 56-000-1-300 | 57.24 | 1--20 | 0 | Cover Plate Tool to Install or Remove Cover Plates. Used for Concealed Sprinklers | na | na | na | na | na | Each | 0 | na | 0 | 0 | 0
742 | 91-320-1-031 | 0.87 | 1--20 | 0 | Protective Cap for Concealed Sprinklers | na | na | na | na | na | Each | 0 | na | 0 | TFP185 | 0
743 | 56-320-1-015 | 178.02 | 1--20 | 0 | Sprinkler Wrench, W-Type 37 RFII & LFII Concealed Horizontal Sidewall | na | na | na | na | na | Each | 0 | na | 0 | 0 | 0
744 | 51-801-1-155 | 355.86 | 1--21 | 0 | RFII-MRI, SR, Pendent Concealed Sprinker | 1/2" NPT | K=5.6 | 155°F (68°C) | Brass | na | Each | 0.375 | 0 | TY3550 | TFP182 | 40
745 | 51-801-1-200 | 355.86 | 1--21 | 0 | RFII-MRI, SR, Pendent Concealed Sprinker | 1/2" NPT | K=5.6 | 200°F (93°C) | Brass | na | Each | 0.375 | 0 | TY3550 | TFP182 | 40
746 | 56-794-1-135 | 71.55 | 1--21 | 0 | Cover Plate (For use with 155° F Sprinkler) | na | na | na | Brass | na | Each | 0 | 0 | 0 | 0 | 0
747 | 56-794-0-135 | 71.55 | 1--21 | 0 | Cover Plate (For use with 155° F Sprinkler) | na | na | na | Grey White (RAL9002) | na | Each | 0 | 0 | 0 | 0 | 0
748 | 56-794-4-135 | 71.55 | 1--21 | 0 | Cover Plate (For use with 155° F Sprinkler) | na | na | na | Signal White (RAL 9003) | na | Each | 0 | 0 | 0 | 0 | 0
749 | 56-794-6-135 | 71.55 | 1--21 | 0 | Cover Plate (For use with 155° F Sprinkler) | na | na | na | Jet Black (RAL 9005) | na | Each | 0 | 0 | 0 | 0 | 0
750 | 56-794-X-135 | 71.55 | 1--21 | 0 | Cover Plate (For use with 155° F Sprinkler) | na | na | na | Special Order* | na | Each | 0 | 0 | 0 | 0 | 0
751 | 56-794-1-165 | 71.55 | 1--21 | 0 | Cover Plate (For use with 200° F Sprinkler) | na | na | na | Brass | na | Each | 0 | 0 | 0 | 0 | 0
752 | 56-794-0-165 | 71.55 | 1--21 | 0 | Cover Plate (For use with 200° F Sprinkler) | na | na | na | Grey White (RAL9002) | na | Each | 0 | 0 | 0 | 0 | 0
753 | 56-794-4-165 | 71.55 | 1--21 | 0 | Cover Plate (For use with 200° F Sprinkler) | na | na | na | Signal White (RAL 9003) | na | Each | 0 | 0 | 0 | 0 | 0
754 | 56-794-6-165 | 71.55 | 1--21 | 0 | Cover Plate (For use with 200° F Sprinkler) | na | na | na | Jet Black (RAL 9005) | na | Each | 0 | 0 | 0 | 0 | 0
755 | 56-794-X-165 | 71.55 | 1--21 | 0 | Cover Plate (For use with 200° F Sprinkler) | na | na | na | Special Order* | na | Each | 0 | 0 | 0 | 0 | 0
756 | 6012 | 630.79 | 1--21 | Net Price | Paint Match Set Up | na | na | na | Custom Paint* | na | Each | 0 | * Special order paint match subject to a set-up charge (Net Price) All "Special Order" cover plates are special ordered and are Non-Returnable.Please see Terms & Conditions. | 0 | 0 | 0
757 | 56-000-1-300 | 57.24 | 1--21 | 0 | Cover Plate Tool to Install or Remove Cover Plates. Used for Concealed Sprinklers | na | na | na | na | na | Each | 0 | na | 0 | 0 | 0
758 | 91-201-1-015 | 0.87 | 1--21 | Net Price | Protective Cap for Concealed Sprinklers | na | na | na | na | na | Each | 0 | na | 0 | 0 | 0
759 | 56-000-1-075 | 170.58 | 1--21 | 0 | Sprinkler Wrench, RFII Wrench DS-C, Series DS-CEC | na | na | na | na | na | Each | 0 | na | 0 | 0 | 0
760 | 56-908-1-001 | 24.03 | 1--21 | 0 | Clean Room Seals ELOC Clean Room Seal | na | na | na | na | na | Each | 0 | All Special Finishes and Coatings are special ordered and are Non-Returnable. Please see “Terms & Conditions” | 0 | 0 | 0
761 | 51-800-1-155 | 363.42 | 1--22 | 0 | RFII-MRI, QR, Pendent Concealed Sprinker | 1/2" NPT | K=5.6 | 155°F (68°C) | Brass | na | Each | 0.375 | 0 | TY3530 | TFP182 | 40
762 | 51-800-1-200 | 363.42 | 1--22 | 0 | RFII-MRI, QR, Pendent Concealed Sprinker | 1/2" NPT | K=5.6 | 200°F (93°C) | Brass | na | Each | 0.375 | 0 | TY3530 | TFP182 | 40
763 | 56-794-1-135 | 71.55 | 1--22 | 0 | Cover Plate (For use with 155° F Sprinkler) | na | na | na | Brass | na | Each | 0 | 0 | 0 | 0 | 0
764 | 56-794-0-135 | 71.55 | 1--22 | 0 | Cover Plate (For use with 155° F Sprinkler) | na | na | na | Grey White (RAL9002) | na | Each | 0 | 0 | 0 | 0 | 0
765 | 56-794-4-135 | 71.55 | 1--22 | 0 | Cover Plate (For use with 155° F Sprinkler) | na | na | na | Signal White (RAL 9003) | na | Each | 0 | 0 | 0 | 0 | 0
766 | 56-794-6-135 | 71.55 | 1--22 | 0 | Cover Plate (For use with 155° F Sprinkler) | na | na | na | Jet Black (RAL 9005) | na | Each | 0 | 0 | 0 | 0 | 0
767 | 56-794-X-135 | 71.55 | 1--22 | 0 | Cover Plate (For use with 155° F Sprinkler) | na | na | na | Special Order* | na | Each | 0 | 0 | 0 | 0 | 0
768 | 56-794-1-165 | 71.55 | 1--22 | 0 | Cover Plate (For use with 200° F Sprinkler) | na | na | na | Brass | na | Each | 0 | 0 | 0 | 0 | 0
769 | 56-794-0-165 | 71.55 | 1--22 | 0 | Cover Plate (For use with 200° F Sprinkler) | na | na | na | Grey White (RAL9002) | na | Each | 0 | 0 | 0 | 0 | 0
770 | 56-794-4-165 | 71.55 | 1--22 | 0 | Cover Plate (For use with 200° F Sprinkler) | na | na | na | Signal White (RAL 9003) | na | Each | 0 | 0 | 0 | 0 | 0
771 | 56-794-6-165 | 71.55 | 1--22 | 0 | Cover Plate (For use with 200° F Sprinkler) | na | na | na | Jet Black (RAL 9005) | na | Each | 0 | 0 | 0 | 0 | 0
772 | 56-794-X-165 | 71.55 | 1--22 | 0 | Cover Plate (For use with 200° F Sprinkler) | na | na | na | Special Order* | na | Each | 0 | 0 | 0 | 0 | 0
773 | 6012 | 630.79 | 1--22 | Net Price | Paint Match Set Up | na | na | na | Custom Paint* | na | Each | 0 | * Special order paint match subject to a set-up charge (Net Price) All "Special Order" cover plates are special ordered and are Non-Returnable.Please see Terms & Conditions. | 0 | 0 | 0
774 | 56-000-1-300 | 57.24 | 1--22 | 0 | Cover Plate Tool to Install or Remove Cover Plates. Used for Concealed Sprinklers | na | na | na | na | na | Each | 0 | na | 0 | 0 | 0
775 | 91-201-1-015 | 0.87 | 1--22 | Net Price | Protective Cap for Concealed Sprinklers | na | na | na | na | na | Each | 0 | na | 0 | 0 | 0
776 | 56-000-1-075 | 170.58 | 1--22 | 0 | Sprinkler Wrench, RFII Wrench DS-C, Series DS-CEC | na | na | na | na | na | Each | 0 | na | 0 | 0 | 0
777 | 56-908-1-001 | 24.03 | 1--22 | 0 | Clean Room Seals ELOC Clean Room Seal | na | na | na | na | na | Each | 0 | All Special Finishes and Coatings are special ordered and are Non-Returnable. Please see “Terms & Conditions” | 0 | 0 | 0
778 | 58-450-1-165 | 186.84 | 2--1 | 0 | EC-25, Upright Area/Density Extended Coverage | 1" NPT | K=25.2 | 165°F/74°C | Brass | na | Each | 0 | na | TY9128 | TFP213 | 0
779 | 58-450-1-214 | 186.84 | 2--1 | 0 | EC-25, Upright, Area/Density, Extended Coverage | 1" NPT | K=25.2 | 212°F (100°C) | Brass | na | Each | 0 | na | TY9128 | TFP213 | 0
780 | 58-451-1-165 | POA | 2--1 | 0 | EC-25, Upright Area/Density Extended Coverage | ISO Thread | K=25.2 | 165°F/74°C | Brass | na | Each | 0 | Note- ISO Threaded Sprinklers are Special Order. | 0 | 0 | 0
781 | 58-451-1-214 | POA | 2--1 | 0 | EC-25, Upright, Area/Density, Extended Coverage | ISO Thread | K=25.2 | 212°F (100°C) | Brass | na | Each | 0 | Note- ISO Threaded Sprinklers are Special Order. | 0 | 0 | 0
782 | 56-872-1-025 | 129.94 | 2--1 | 0 | Sprinkler Wrench W-Type 1 Wrench | na | na | na | na | na | Each | 0 | na | 0 | 0 | 0
783 | 51-896-1-135 | 166.32 | 2--1 | 0 | Series EC-14, Upright Sprinklers | 3/4" NPT | K=14.0 | 135°F/57°C | Brass | na | Each | 0.27 | na | TY6137 | TFP220 | 100
784 | 51-896-1-155 | 166.32 | 2--1 | 0 | Series EC-14, Upright Sprinklers | 3/4" NPT | K=14.0 | 155°F/68°C | Brass | na | Each | 0.27 | na | TY6137 | TFP220 | 100
785 | 51-896-1-175 | 166.32 | 2--1 | 0 | Series EC-14, Upright Sprinklers | 3/4" NPT | K=14.0 | 175°F/79°C | Brass | na | Each | 0.27 | na | TY6137 | TFP220 | 100
786 | 51-896-1-200 | 166.32 | 2--1 | 0 | Series EC-14, Upright Sprinklers | 3/4" NPT | K=14.0 | 200°F/93°C | Brass | na | Each | 0.27 | na | TY6137 | TFP220 | 100
787 | 51-896-1-286 | 166.32 | 2--1 | 0 | Series EC-14, Upright Sprinklers | 3/4" NPT | K=14.0 | 286°F/141°C | Brass | na | Each | 0.27 | na | TY6137 | TFP220 | 100
788 | 51-896-9-135 | 175.5 | 2--1 | 0 | Series EC-14, Upright Sprinklers | 3/4" NPT | K=14.0 | 135°F/57°C | Chrome | na | Each | 0.27 | na | TY6137 | TFP220 | 100
789 | 51-896-9-155 | 175.5 | 2--1 | 0 | Series EC-14, Upright Sprinklers | 3/4" NPT | K=14.0 | 155°F/68°C | Chrome | na | Each | 0.27 | na | TY6137 | TFP220 | 100
790 | 51-896-9-175 | 175.5 | 2--1 | 0 | Series EC-14, Upright Sprinklers | 3/4" NPT | K=14.0 | 175°F/79°C | Chrome | na | Each | 0.27 | na | TY6137 | TFP220 | 100
791 | 51-896-9-200 | 175.5 | 2--1 | 0 | Series EC-14, Upright Sprinklers | 3/4" NPT | K=14.0 | 200°F/93°C | Chrome | na | Each | 0.27 | na | TY6137 | TFP220 | 100
792 | 51-896-9-286 | 175.5 | 2--1 | 0 | Series EC-14, Upright Sprinklers | 3/4" NPT | K=14.0 | 286°F/141°C | Chrome | na | Each | 0.27 | na | TY6137 | TFP220 | 100
793 | 51-896-4-135 | 175.5 | 2--1 | 0 | Series EC-14, Upright Sprinklers | 3/4" NPT | K=14.0 | 135°F/57°C | Signal White (RAL 9003) | na | Each | 0.27 | na | TY6137 | TFP220 | 100
794 | 51-896-4-155 | 175.5 | 2--1 | 0 | Series EC-14, Upright Sprinklers | 3/4" NPT | K=14.0 | 155°F/68°C | Signal White (RAL 9003) | na | Each | 0.27 | na | TY6137 | TFP220 | 100
795 | 51-896-4-175 | 175.5 | 2--1 | 0 | Series EC-14, Upright Sprinklers | 3/4" NPT | K=14.0 | 175°F/79°C | Signal White (RAL 9003) | na | Each | 0.27 | na | TY6137 | TFP220 | 100
796 | 51-896-4-200 | 175.5 | 2--1 | 0 | Series EC-14, Upright Sprinklers | 3/4" NPT | K=14.0 | 200°F/93°C | Signal White (RAL 9003) | na | Each | 0.27 | na | TY6137 | TFP220 | 100
797 | 51-896-4-286 | 175.5 | 2--1 | 0 | Series EC-14, Upright Sprinklers | 3/4" NPT | K=14.0 | 286°F/141°C | Signal White (RAL 9003) | na | Each | 0.27 | na | TY6137 | TFP220 | 100
798 | 51-896-5-135 | 179.28 | 2--1 | 0 | Series EC-14, Upright Sprinklers | 3/4" NPT | K=14.0 | 135°F/57°C | Jet Black (RAL 9005) | na | Each | 0.27 | na | TY6137 | TFP220 | 100
799 | 51-896-5-155 | 179.28 | 2--1 | 0 | Series EC-14, Upright Sprinklers | 3/4" NPT | K=14.0 | 155°F/68°C | Jet Black (RAL 9005) | na | Each | 0.27 | na | TY6137 | TFP220 | 100
800 | 51-896-5-175 | 179.28 | 2--1 | 0 | Series EC-14, Upright Sprinklers | 3/4" NPT | K=14.0 | 175°F/79°C | Jet Black (RAL 9005) | na | Each | 0.27 | na | TY6137 | TFP220 | 100
801 | 51-896-5-200 | 179.28 | 2--1 | 0 | Series EC-14, Upright Sprinklers | 3/4" NPT | K=14.0 | 200°F/93°C | Jet Black (RAL 9005) | na | Each | 0.27 | na | TY6137 | TFP220 | 100
802 | 51-896-5-286 | 179.28 | 2--1 | 0 | Series EC-14, Upright Sprinklers | 3/4" NPT | K=14.0 | 286°F/141°C | Jet Black (RAL 9005) | na | Each | 0.27 | na | TY6137 | TFP220 | 100
803 | 51-896-7-135 | 263.52 | 2--1 | 0 | Series EC-14, Upright Sprinklers | 3/4" NPT | K=14.0 | 135°F/57°C | Lead Coated | na | Each | 0.27 | na | TY6137 | TFP220 | 100
804 | 51-896-7-155 | 263.52 | 2--1 | 0 | Series EC-14, Upright Sprinklers | 3/4" NPT | K=14.0 | 155°F/68°C | Lead Coated | na | Each | 0.27 | na | TY6137 | TFP220 | 100
805 | 51-896-7-175 | 263.52 | 2--1 | 0 | Series EC-14, Upright Sprinklers | 3/4" NPT | K=14.0 | 175°F/79°C | Lead Coated | na | Each | 0.27 | na | TY6137 | TFP220 | 100
806 | 51-896-7-200 | 263.52 | 2--1 | 0 | Series EC-14, Upright Sprinklers | 3/4" NPT | K=14.0 | 200°F/93°C | Lead Coated | na | Each | 0.27 | na | TY6137 | TFP220 | 100
807 | 51-896-7-286 | 263.52 | 2--1 | 0 | Series EC-14, Upright Sprinklers | 3/4" NPT | K=14.0 | 286°F/141°C | Lead Coated | na | Each | 0.27 | na | TY6137 | TFP220 | 100
808 | 56-895-1-001 | 139.67 | 2--1 | 0 | Sprinkler Wrench W-Type 3 Wrench | na | na | na | na | na | Each | 0 | BB1 17/32, EC-11, EC-14, EC-8, ELO SW-20, ELO SW-24, ELO-231, ELO-231, B, ELO-231 FRB, EPEC, | 0 | 0 | 0
809 | 51-895-1-135 | 117.18 | 2--2 | 0 | Series EC-14, Pendent & Recessed Pendent Sprinkler | 3/4" NPT | K=14.0 | 135°F/57°C | Brass | na | Each | 0.27 | na | TY6237 | TFP220 | 100
810 | 51-895-1-155 | 117.18 | 2--2 | 0 | Series EC-14, Pendent & Recessed Pendent Sprinkler | 3/4" NPT | K=14.0 | 155°F/68°C | Brass | na | Each | 0.27 | na | TY6237 | TFP220 | 100
811 | 51-895-1-175 | 117.18 | 2--2 | 0 | Series EC-14, Pendent & Recessed Pendent Sprinkler | 3/4" NPT | K=14.0 | 175°F/79°C | Brass | na | Each | 0.27 | na | TY6237 | TFP220 | 100
812 | 51-895-1-200 | 117.18 | 2--2 | 0 | Series EC-14, Pendent & Recessed Pendent Sprinkler | 3/4" NPT | K=14.0 | 200°F/93°C | Brass | na | Each | 0.27 | na | TY6237 | TFP220 | 100
813 | 51-895-1-286 | 117.18 | 2--2 | 0 | Series EC-14, Pendent & Recessed Pendent Sprinkler | 3/4" NPT | K=14.0 | 286°F/141°C | Brass | na | Each | 0.27 | na | TY6237 | TFP220 | 100
814 | 51-895-9-135 | 123.66 | 2--2 | 0 | Series EC-14, Pendent & Recessed Pendent Sprinkler | 3/4" NPT | K=14.0 | 135°F/57°C | Chrome | na | Each | 0.27 | na | TY6237 | TFP220 | 100
815 | 51-895-9-155 | 123.66 | 2--2 | 0 | Series EC-14, Pendent & Recessed Pendent Sprinkler | 3/4" NPT | K=14.0 | 155°F/68°C | Chrome | na | Each | 0.27 | na | TY6237 | TFP220 | 100
816 | 51-895-9-175 | 123.66 | 2--2 | 0 | Series EC-14, Pendent & Recessed Pendent Sprinkler | 3/4" NPT | K=14.0 | 175°F/79°C | Chrome | na | Each | 0.27 | na | TY6237 | TFP220 | 100
817 | 51-895-9-200 | 123.66 | 2--2 | 0 | Series EC-14, Pendent & Recessed Pendent Sprinkler | 3/4" NPT | K=14.0 | 200°F/93°C | Chrome | na | Each | 0.27 | na | TY6237 | TFP220 | 100
818 | 51-895-9-286 | 123.66 | 2--2 | 0 | Series EC-14, Pendent & Recessed Pendent Sprinkler | 3/4" NPT | K=14.0 | 286°F/141°C | Chrome | na | Each | 0.27 | na | TY6237 | TFP220 | 100
819 | 51-895-4-135 | 123.66 | 2--2 | 0 | Series EC-14, Pendent & Recessed Pendent Sprinkler | 3/4" NPT | K=14.0 | 135°F/57°C | Signal White (RAL 9003) | na | Each | 0.27 | na | TY6237 | TFP220 | 100
820 | 51-895-4-155 | 123.66 | 2--2 | 0 | Series EC-14, Pendent & Recessed Pendent Sprinkler | 3/4" NPT | K=14.0 | 155°F/68°C | Signal White (RAL 9003) | na | Each | 0.27 | na | TY6237 | TFP220 | 100
821 | 51-895-4-175 | 123.66 | 2--2 | 0 | Series EC-14, Pendent & Recessed Pendent Sprinkler | 3/4" NPT | K=14.0 | 175°F/79°C | Signal White (RAL 9003) | na | Each | 0.27 | na | TY6237 | TFP220 | 100
822 | 51-895-4-200 | 123.66 | 2--2 | 0 | Series EC-14, Pendent & Recessed Pendent Sprinkler | 3/4" NPT | K=14.0 | 200°F/93°C | Signal White (RAL 9003) | na | Each | 0.27 | na | TY6237 | TFP220 | 100
823 | 51-895-4-286 | 123.66 | 2--2 | 0 | Series EC-14, Pendent & Recessed Pendent Sprinkler | 3/4" NPT | K=14.0 | 286°F/141°C | Signal White (RAL 9003) | na | Each | 0.27 | na | TY6237 | TFP220 | 100
824 | 51-895-5-135 | 127.44 | 2--2 | 0 | Series EC-14, Pendent & Recessed Pendent Sprinkler | 3/4" NPT | K=14.0 | 135°F/57°C | Jet Black (RAL 9005) | na | Each | 0.27 | na | TY6237 | TFP220 | 100
825 | 51-895-5-155 | 127.44 | 2--2 | 0 | Series EC-14, Pendent & Recessed Pendent Sprinkler | 3/4" NPT | K=14.0 | 155°F/68°C | Jet Black (RAL 9005) | na | Each | 0.27 | na | TY6237 | TFP220 | 100
826 | 51-895-5-175 | 127.44 | 2--2 | 0 | Series EC-14, Pendent & Recessed Pendent Sprinkler | 3/4" NPT | K=14.0 | 175°F/79°C | Jet Black (RAL 9005) | na | Each | 0.27 | na | TY6237 | TFP220 | 100
827 | 51-895-5-200 | 127.44 | 2--2 | 0 | Series EC-14, Pendent & Recessed Pendent Sprinkler | 3/4" NPT | K=14.0 | 200°F/93°C | Jet Black (RAL 9005) | na | Each | 0.27 | na | TY6237 | TFP220 | 100
828 | 51-895-5-286 | 127.44 | 2--2 | 0 | Series EC-14, Pendent & Recessed Pendent Sprinkler | 3/4" NPT | K=14.0 | 286°F/141°C | Jet Black (RAL 9005) | na | Each | 0.27 | na | TY6237 | TFP220 | 100
829 | 51-895-7-135 | 244.62 | 2--2 | 0 | Series EC-14, Pendent & Recessed Pendent Sprinkler | 3/4" NPT | K=14.0 | 135°F/57°C | Lead Coated | na | Each | 0.27 | na | TY6237 | TFP220 | 100
830 | 51-895-7-155 | 244.62 | 2--2 | 0 | Series EC-14, Pendent & Recessed Pendent Sprinkler | 3/4" NPT | K=14.0 | 155°F/68°C | Lead Coated | na | Each | 0.27 | na | TY6237 | TFP220 | 100
831 | 51-895-7-175 | 244.62 | 2--2 | 0 | Series EC-14, Pendent & Recessed Pendent Sprinkler | 3/4" NPT | K=14.0 | 175°F/79°C | Lead Coated | na | Each | 0.27 | na | TY6237 | TFP220 | 100
832 | 51-895-7-200 | 366.93 | 2--2 | 0 | Series EC-14, Pendent & Recessed Pendent Sprinkler | 3/4" NPT | K=14.0 | 200°F/93°C | Lead Coated | na | Each | 0.27 | na | TY6237 | TFP220 | 100
833 | 51-895-7-286 | 244.62 | 2--2 | 0 | Series EC-14, Pendent & Recessed Pendent Sprinkler | 3/4" NPT | K=14.0 | 286°F/141°C | Lead Coated | na | Each | 0.27 | na | TY6237 | TFP220 | 100
834 | 56-705-2-011 | 18.63 | 2--2 | 0 | Recessed Escutcheon (Style 30) | 3/4" NPT | na | na | Brass | na | Each | 0 | na | 0 | TFP770 | 0
835 | 56-705-9-011 | 13.23 | 2--2 | 0 | Recessed Escutcheon (Style 30) | 3/4" NPT | na | na | Chrome Plated | na | Each | 0 | na | 0 | TFP770 | 0
836 | 56-705-4-011 | 13.23 | 2--2 | 0 | Recessed Escutcheon (Style 30) | 3/4" NPT | na | na | Signal White (RAL 9003) | na | Each | 0 | na | 0 | TFP770 | 0
837 | 56-705-6-011 | 17.28 | 2--2 | 0 | Recessed Escutcheon (Style 30) | 3/4" NPT | na | na | Jet Black (RAL 9005) | na | Each | 0 | na | 0 | TFP770 | 0
838 | 56-700-2-010 | 18.63 | 2--2 | 0 | Recessed Escutcheon (Style 40) | 3/4" NPT | na | na | Brass | na | Each | 0 | na | 0 | TFP770 | 0
839 | 56-700-9-010 | 13.23 | 2--2 | 0 | Recessed Escutcheon (Style 40) | 3/4" NPT | na | na | Chrome Plated | na | Each | 0 | na | 0 | TFP770 | 0
840 | 56-700-4-010 | 13.23 | 2--2 | 0 | Recessed Escutcheon (Style 40) | 3/4" NPT | na | na | Signal White (RAL 9003) | na | Each | 0 | na | 0 | TFP770 | 0
841 | 56-700-6-010 | 17.28 | 2--2 | 0 | Recessed Escutcheon (Style 40) | 3/4" NPT | na | na | Jet Black (RAL 9005) | na | Each | 0 | na | 0 | TFP770 | 0
842 | 208102 | 13.23 | 2--2 | 0 | Recessed Escutcheon (Style 60) | 3/4" NPT | na | na | Chrome | na | Each | 0 | na | 0 | TFP778 | 0
843 | 208104 | 13.23 | 2--2 | 0 | Recessed Escutcheon (Style 60) | 3/4" NPT | na | na | Stainless Steel with Signal White Paint (RAL 9003) | na | Each | 0 | na | 0 | TFP778 | 0
844 | 208107 | 18.63 | 2--2 | 0 | Recessed Escutcheon (Style 60) | 3/4" NPT | na | na | Brass | na | Each | 0 | na | 0 | TFP778 | 0
845 | 56-895-1-001 | 139.67 | 2--2 | 0 | Sprinkler Wrench W-Type 3 Wrench | na | na | na | na | na | Each | 0 | BB1 17/32, EC-11, EC-14, EC-8, ELO SW-20, ELO SW-24, ELO-231, ELO-231, B, ELO-231 FRB, EPEC, | 0 | 0 | 0
846 | 56-665-7-001 | 170.58 | 2--2 | 0 | Sprinkler Wrench, W-Type 22 Model EC-14 & EC-11 | na | na | na | na | na | Each | 0 | na | 0 | 0 | 0
847 | 51-894-1-135 | 109.08 | 2--3 | 0 | Series EC-11, Upright Sprinklers | 3/4" NPT | K=11.2 | 135°F/57°C | Brass | na | Each | 0.27 | na | TY5137 | TFP220 | 100
848 | 51-893-1-135 | 109.08 | 2--3 | 0 | Series EC-11, Pendent, Recessed Pendent Sprinklers | 3/4" NPT | K=11.2 | 135°F/57°C | Brass | na | Each | 0.27 | na | TY5237 | TFP220 | 100
849 | 51-894-1-155 | 109.08 | 2--3 | 0 | Series EC-11, Upright Sprinklers | 3/4" NPT | K=11.2 | 155°F/68°C | Brass | na | Each | 0.27 | na | TY5137 | TFP220 | 100
850 | 51-893-1-155 | 109.08 | 2--3 | 0 | Series EC-11, Pendent, Recessed Pendent Sprinklers | 3/4" NPT | K=11.2 | 155°F/68°C | Brass | na | Each | 0.27 | na | TY5237 | TFP220 | 100
851 | 51-894-1-175 | 109.08 | 2--3 | 0 | Series EC-11, Upright Sprinklers | 3/4" NPT | K=11.2 | 175°F/79°C | Brass | na | Each | 0.27 | na | TY5137 | TFP220 | 100
852 | 51-893-1-175 | 109.08 | 2--3 | 0 | Series EC-11, Pendent, Recessed Pendent Sprinklers | 3/4" NPT | K=11.2 | 175°F/79°C | Brass | na | Each | 0.27 | na | TY5237 | TFP220 | 100
853 | 51-894-1-200 | 109.08 | 2--3 | 0 | Series EC-11, Upright Sprinklers | 3/4" NPT | K=11.2 | 200°F/93°C | Brass | na | Each | 0.27 | na | TY5137 | TFP220 | 100
854 | 51-893-1-200 | 109.08 | 2--3 | 0 | Series EC-11, Pendent, Recessed Pendent Sprinklers | 3/4" NPT | K=11.2 | 200°F/93°C | Brass | na | Each | 0.27 | na | TY5237 | TFP220 | 100
855 | 51-894-1-286 | 109.08 | 2--3 | 0 | Series EC-11, Upright Sprinklers | 3/4" NPT | K=11.2 | 286°F/141°C | Brass | na | Each | 0.27 | na | TY5137 | TFP220 | 100
856 | 51-893-1-286 | 109.08 | 2--3 | 0 | Series EC-11, Pendent, Recessed Pendent Sprinklers | 3/4" NPT | K=11.2 | 286°F/141°C | Brass | na | Each | 0.27 | na | TY5237 | TFP220 | 100
857 | 51-894-9-135 | 114.48 | 2--3 | 0 | Series EC-11, Upright Sprinklers | 3/4" NPT | K=11.2 | 135°F/57°C | Chrome | na | Each | 0.27 | na | TY5137 | TFP220 | 100
858 | 51-893-9-135 | 114.48 | 2--3 | 0 | Series EC-11, Pendent, Recessed Pendent Sprinklers | 3/4" NPT | K=11.2 | 135°F/57°C | Chrome | na | Each | 0.27 | na | TY5237 | TFP220 | 100
859 | 51-894-9-155 | 114.48 | 2--3 | 0 | Series EC-11, Upright Sprinklers | 3/4" NPT | K=11.2 | 155°F/68°C | Chrome | na | Each | 0.27 | na | TY5137 | TFP220 | 100
860 | 51-893-9-155 | 114.48 | 2--3 | 0 | Series EC-11, Pendent, Recessed Pendent Sprinklers | 3/4" NPT | K=11.2 | 155°F/68°C | Chrome | na | Each | 0.27 | na | TY5237 | TFP220 | 100
861 | 51-894-9-175 | 114.48 | 2--3 | 0 | Series EC-11, Upright Sprinklers | 3/4" NPT | K=11.2 | 175°F/79°C | Chrome | na | Each | 0.27 | na | TY5137 | TFP220 | 100
862 | 51-893-9-175 | 114.48 | 2--3 | 0 | Series EC-11, Pendent, Recessed Pendent Sprinklers | 3/4" NPT | K=11.2 | 175°F/79°C | Chrome | na | Each | 0.27 | na | TY5237 | TFP220 | 100
863 | 51-894-9-200 | 114.48 | 2--3 | 0 | Series EC-11, Upright Sprinklers | 3/4" NPT | K=11.2 | 200°F/93°C | Chrome | na | Each | 0.27 | na | TY5137 | TFP220 | 100
864 | 51-893-9-200 | 114.48 | 2--3 | 0 | Series EC-11, Pendent, Recessed Pendent Sprinklers | 3/4" NPT | K=11.2 | 200°F/93°C | Chrome | na | Each | 0.27 | na | TY5237 | TFP220 | 100
865 | 51-894-9-286 | 114.48 | 2--3 | 0 | Series EC-11, Upright Sprinklers | 3/4" NPT | K=11.2 | 286°F/141°C | Chrome | na | Each | 0.27 | na | TY5137 | TFP220 | 100
866 | 51-893-9-286 | 114.48 | 2--3 | 0 | Series EC-11, Pendent, Recessed Pendent Sprinklers | 3/4" NPT | K=11.2 | 286°F/141°C | Chrome | na | Each | 0.27 | na | TY5237 | TFP220 | 100
867 | 51-894-4-135 | 114.48 | 2--3 | 0 | Series EC-11, Upright Sprinklers | 3/4" NPT | K=11.2 | 135°F/57°C | Signal White (RAL 9003) | na | Each | 0.27 | na | TY5137 | TFP220 | 100
868 | 51-893-4-135 | 114.48 | 2--3 | 0 | Series EC-11, Pendent, Recessed Pendent Sprinklers | 3/4" NPT | K=11.2 | 135°F/57°C | Signal White (RAL 9003) | na | Each | 0.27 | na | TY5237 | TFP220 | 100
869 | 51-894-4-155 | 114.48 | 2--3 | 0 | Series EC-11, Upright Sprinklers | 3/4" NPT | K=11.2 | 155°F/68°C | Signal White (RAL 9003) | na | Each | 0.27 | na | TY5137 | TFP220 | 100
870 | 51-893-4-155 | 114.48 | 2--3 | 0 | Series EC-11, Pendent, Recessed Pendent Sprinklers | 3/4" NPT | K=11.2 | 155°F/68°C | Signal White (RAL 9003) | na | Each | 0.27 | na | TY5237 | TFP220 | 100
871 | 51-894-4-175 | 114.48 | 2--3 | 0 | Series EC-11, Upright Sprinklers | 3/4" NPT | K=11.2 | 175°F/79°C | Signal White (RAL 9003) | na | Each | 0.27 | na | TY5137 | TFP220 | 100
872 | 51-893-4-175 | 114.48 | 2--3 | 0 | Series EC-11, Pendent, Recessed Pendent Sprinklers | 3/4" NPT | K=11.2 | 175°F/79°C | Signal White (RAL 9003) | na | Each | 0.27 | na | TY5237 | TFP220 | 100
873 | 51-894-4-200 | 114.48 | 2--3 | 0 | Series EC-11, Upright Sprinklers | 3/4" NPT | K=11.2 | 200°F/93°C | Signal White (RAL 9003) | na | Each | 0.27 | na | TY5137 | TFP220 | 100
874 | 51-893-4-200 | 114.48 | 2--3 | 0 | Series EC-11, Pendent, Recessed Pendent Sprinklers | 3/4" NPT | K=11.2 | 200°F/93°C | Signal White (RAL 9003) | na | Each | 0.27 | na | TY5237 | TFP220 | 100
875 | 51-894-4-286 | 114.48 | 2--3 | 0 | Series EC-11, Upright Sprinklers | 3/4" NPT | K=11.2 | 286°F/141°C | Signal White (RAL 9003) | na | Each | 0.27 | na | TY5137 | TFP220 | 100
876 | 51-893-4-286 | 114.48 | 2--3 | 0 | Series EC-11, Pendent, Recessed Pendent Sprinklers | 3/4" NPT | K=11.2 | 286°F/141°C | Signal White (RAL 9003) | na | Each | 0.27 | na | TY5237 | TFP220 | 100
877 | 51-894-5-155 | 118.8 | 2--3 | 0 | Series EC-11, Upright Sprinklers | 3/4" NPT | K=11.2 | 155°F/68°C | Jet Black (RAL 9005) | na | Each | 0.27 | na | TY5137 | TFP220 | 100
878 | 51-893-5-155 | 118.8 | 2--3 | 0 | Series EC-11, Pendent, Recessed Pendent Sprinklers | 3/4" NPT | K=11.2 | 155°F/68°C | Jet Black (RAL 9005) | na | Each | 0.27 | na | TY5237 | TFP220 | 100
879 | 51-894-5-200 | 118.8 | 2--3 | 0 | Series EC-11, Upright Sprinklers | 3/4" NPT | K=11.2 | 200°F/93°C | Jet Black (RAL 9005) | na | Each | 0.27 | na | TY5137 | TFP220 | 100
880 | 51-893-5-200 | 118.8 | 2--3 | 0 | Series EC-11, Pendent, Recessed Pendent Sprinklers | 3/4" NPT | K=11.2 | 200°F/93°C | Jet Black (RAL 9005) | na | Each | 0.27 | na | TY5237 | TFP220 | 100
881 | 51-894-7-135 | 227.34 | 2--3 | 0 | Series EC-11, Upright Sprinklers | 3/4" NPT | K=11.2 | 135°F/57°C | Lead Coated | na | Each | 0.27 | na | TY5137 | TFP220 | 100
882 | 51-893-7-135 | 227.34 | 2--3 | 0 | Series EC-11, Pendent, Recessed Pendent Sprinklers | 3/4" NPT | K=11.2 | 135°F/57°C | Lead Coated | na | Each | 0.27 | na | TY5237 | TFP220 | 100
883 | 51-894-7-155 | 227.34 | 2--3 | 0 | Series EC-11, Upright Sprinklers | 3/4" NPT | K=11.2 | 155°F/68°C | Lead Coated | na | Each | 0.27 | na | TY5137 | TFP220 | 100
884 | 51-893-7-155 | 227.34 | 2--3 | 0 | Series EC-11, Pendent, Recessed Pendent Sprinklers | 3/4" NPT | K=11.2 | 155°F/68°C | Lead Coated | na | Each | 0.27 | na | TY5237 | TFP220 | 100
885 | 51-894-7-175 | 227.34 | 2--3 | 0 | Series EC-11, Upright Sprinklers | 3/4" NPT | K=11.2 | 175°F/79°C | Lead Coated | na | Each | 0.27 | na | TY5137 | TFP220 | 100
886 | 51-893-7-175 | 227.34 | 2--3 | 0 | Series EC-11, Pendent, Recessed Pendent Sprinklers | 3/4" NPT | K=11.2 | 175°F/79°C | Lead Coated | na | Each | 0.27 | na | TY5237 | TFP220 | 100
887 | 51-894-7-200 | 227.34 | 2--3 | 0 | Series EC-11, Upright Sprinklers | 3/4" NPT | K=11.2 | 200°F/93°C | Lead Coated | na | Each | 0.27 | na | TY5137 | TFP220 | 100
888 | 51-893-7-200 | 227.34 | 2--3 | 0 | Series EC-11, Pendent, Recessed Pendent Sprinklers | 3/4" NPT | K=11.2 | 200°F/93°C | Lead Coated | na | Each | 0.27 | na | TY5237 | TFP220 | 100
889 | 51-894-7-286 | 227.34 | 2--3 | 0 | Series EC-11, Upright Sprinklers | 3/4" NPT | K=11.2 | 286°F/141°C | Lead Coated | na | Each | 0.27 | na | TY5137 | TFP220 | 100
890 | 51-893-7-286 | 227.34 | 2--3 | 0 | Series EC-11, Pendent, Recessed Pendent Sprinklers | 3/4" NPT | K=11.2 | 286°F/141°C | Lead Coated | na | Each | 0.27 | na | TY5237 | TFP220 | 100
891 | 56-705-2-011 | 18.63 | 2--3 | 0 | Recessed Escutcheon (Style 30) | 3/4" NPT | na | na | Brass | na | Each | 0 | na | 0 | TFP770 | 0
892 | 56-705-9-011 | 13.23 | 2--3 | 0 | Recessed Escutcheon (Style 30) | 3/4" NPT | na | na | Chrome Plated | na | Each | 0 | na | 0 | TFP770 | 0
893 | 56-705-4-011 | 13.23 | 2--3 | 0 | Recessed Escutcheon (Style 30) | 3/4" NPT | na | na | Signal White (RAL 9003) | na | Each | 0 | na | 0 | TFP770 | 0
894 | 56-705-6-011 | 17.28 | 2--3 | 0 | Recessed Escutcheon (Style 30) | 3/4" NPT | na | na | Jet Black (RAL 9005) | na | Each | 0 | na | 0 | TFP770 | 0
895 | 56-700-2-010 | 18.63 | 2--3 | 0 | Recessed Escutcheon (Style 40) | 3/4" NPT | na | na | Brass | na | Each | 0 | na | 0 | TFP770 | 0
896 | 56-700-9-010 | 13.23 | 2--3 | 0 | Recessed Escutcheon (Style 40) | 3/4" NPT | na | na | Chrome Plated | na | Each | 0 | na | 0 | TFP770 | 0
897 | 56-700-4-010 | 13.23 | 2--3 | 0 | Recessed Escutcheon (Style 40) | 3/4" NPT | na | na | Signal White (RAL 9003) | na | Each | 0 | na | 0 | TFP770 | 0
898 | 56-700-6-010 | 17.28 | 2--3 | 0 | Recessed Escutcheon (Style 40) | 3/4" NPT | na | na | Jet Black (RAL 9005) | na | Each | 0 | na | 0 | TFP770 | 0
899 | 208102 | 13.23 | 2--3 | 0 | Recessed Escutcheon (Style 60) | 3/4" NPT | na | na | Chrome | na | Each | 0 | na | 0 | TFP778 | 0
900 | 208104 | 13.23 | 2--3 | 0 | Recessed Escutcheon (Style 60) | 3/4" NPT | na | na | Stainless Steel with Signal White Paint (RAL 9003) | na | Each | 0 | na | 0 | TFP778 | 0
901 | 208107 | 18.63 | 2--3 | 0 | Recessed Escutcheon (Style 60) | 3/4" NPT | na | na | Brass | na | Each | 0 | na | 0 | TFP778 | 0
902 | 56-895-1-001 | 139.67 | 2--3 | 0 | Sprinkler Wrench W-Type 3 Wrench | na | na | na | na | na | Each | 0 | BB1 17/32, EC-11, EC-14, EC-8, ELO SW-20, ELO SW-24, ELO-231, ELO-231, B, ELO-231 FRB, EPEC, | 0 | 0 | 0
903 | 56-665-7-001 | 170.58 | 2--3 | 0 | Sprinkler Wrench, W-Type 22 Model EC-14 & EC-11 | na | na | na | na | na | Each | 0 | na | 0 | 0 | 0
904 | 57-376-1-135 | 68.85 | 2--4 | 0 | TY-FRB, 3 mm Bulb, QR, EC, HSW & Rcs HSW Sprinkler | 1/2" NPT | K=5.6 | 135°F/57°C | Brass | na | Each | 0.21 | na | TY3332 | TFP296 | 100
905 | 57-376-1-155 | 68.85 | 2--4 | 0 | TY-FRB, 3 mm Bulb, QR, EC, HSW & Rcs HSW Sprinkler | 1/2" NPT | K=5.6 | 155°F/68°C | Brass | na | Each | 0.21 | na | TY3332 | TFP296 | 100
906 | 57-376-1-175 | 68.85 | 2--4 | 0 | TY-FRB, 3 mm Bulb, QR, EC, HSW & Rcs HSW Sprinkler | 1/2" NPT | K=5.6 | 175°F/79°C | Brass | na | Each | 0.21 | na | TY3332 | TFP296 | 100
907 | 57-376-9-135 | 73.44 | 2--4 | 0 | TY-FRB, 3 mm Bulb, QR, EC, HSW & Rcs HSW Sprinkler | 1/2" NPT | K=5.6 | 135°F/57°C | Chrome | na | Each | 0.21 | na | TY3332 | TFP296 | 100
908 | 57-376-9-155 | 73.44 | 2--4 | 0 | TY-FRB, 3 mm Bulb, QR, EC, HSW & Rcs HSW Sprinkler | 1/2" NPT | K=5.6 | 155°F/68°C | Chrome | na | Each | 0.21 | na | TY3332 | TFP296 | 100
909 | 57-376-9-175 | 73.44 | 2--4 | 0 | TY-FRB, 3 mm Bulb, QR, EC, HSW & Rcs HSW Sprinkler | 1/2" NPT | K=5.6 | 175°F/79°C | Chrome | na | Each | 0.21 | na | TY3332 | TFP296 | 100
910 | 57-376-4-135 | 73.44 | 2--4 | 0 | TY-FRB, 3 mm Bulb, QR, EC, HSW & Rcs HSW Sprinkler | 1/2" NPT | K=5.6 | 135°F/57°C | Signal White (RAL 9003) | na | Each | 0.21 | na | TY3332 | TFP296 | 100
911 | 57-376-4-155 | 73.44 | 2--4 | 0 | TY-FRB, 3 mm Bulb, QR, EC, HSW & Rcs HSW Sprinkler | 1/2" NPT | K=5.6 | 155°F/68°C | Signal White (RAL 9003) | na | Each | 0.21 | na | TY3332 | TFP296 | 100
912 | 57-376-4-175 | 73.44 | 2--4 | 0 | TY-FRB, 3 mm Bulb, QR, EC, HSW & Rcs HSW Sprinkler | 1/2" NPT | K=5.6 | 175°F/79°C | Signal White (RAL 9003) | na | Each | 0.21 | na | TY3332 | TFP296 | 100
913 | 57-376-5-135 | 78.03 | 2--4 | 0 | TY-FRB, 3 mm Bulb, QR, EC, HSW & Rcs HSW Sprinkler | 1/2" NPT | K=5.6 | 135°F/57°C | Jet Black (RAL 9005) | na | Each | 0 | na | 0 | 0 | 0
914 | 57-376-5-155 | 78.03 | 2--4 | 0 | TY-FRB, 3 mm Bulb, QR, EC, HSW & Rcs HSW Sprinkler | 1/2" NPT | K=5.6 | 155°F/68°C | Jet Black (RAL 9005) | na | Each | 0 | na | 0 | 0 | 0
915 | 57-376-5-175 | 78.03 | 2--4 | 0 | TY-FRB, 3 mm Bulb, QR, EC, HSW & Rcs HSW Sprinkler | 1/2" NPT | K=5.6 | 175°F/79°C | Jet Black (RAL 9005) | na | Each | 0 | na | 0 | 0 | 0
916 | 56-701-2-010 | 18.63 | 2--4 | 0 | Recessed Escutcheon (Style 10) | 1/2" NPT | na | na | Brass | na | Each | 0 | na | 0 | TFP770 | 0
917 | 56-701-9-010 | 12.69 | 2--4 | 0 | Recessed Escutcheon (Style 10) | 1/2" NPT | na | na | Chrome Plated | na | Each | 0 | na | 0 | TFP770 | 0
918 | 56-701-4-010 | 12.69 | 2--4 | 0 | Recessed Escutcheon (Style 10) | 1/2" NPT | na | na | Signal White (RAL 9003) | na | Each | 0 | na | 0 | TFP770 | 0
919 | 56-701-6-010 | 17.01 | 2--4 | 0 | Recessed Escutcheon (Style 10) | 1/2" NPT | na | na | Jet Black (RAL 9005) | na | Each | 0 | na | 0 | TFP770 | 0
920 | 56-705-2-010 | 18.63 | 2--4 | 0 | Recessed Escutcheon (Style 20) | 1/2" NPT | na | na | Brass | na | Each | 0 | na | 0 | TFP770 | 0
921 | 56-705-9-010 | 12.69 | 2--4 | 0 | Recessed Escutcheon (Style 20) | 1/2" NPT | na | na | Chrome Plated | na | Each | 0 | na | 0 | TFP770 | 0
922 | 56-705-4-010 | 12.69 | 2--4 | 0 | Recessed Escutcheon (Style 20) | 1/2" NPT | na | na | Signal White (RAL 9003) | na | Each | 0 | na | 0 | TFP770 | 0
923 | 56-705-6-010 | 17.01 | 2--4 | 0 | Recessed Escutcheon (Style 20) | 1/2" NPT | na | na | Jet Black (RAL 9005) | na | Each | 0 | na | 0 | TFP770 | 0
924 | 56-000-6-387 | 102.46 | 2--4 | 0 | Sprinkler Wrench W-Type 6 Wrench | na | na | na | na | na | Each | 0 | na | 0 | 0 | 0
925 | 56-850-4-001 | 170.58 | 2--4 | 0 | Sprinkler Wrench W-Type 7 Wrench (Recessed Only) | na | na | na | na | na | Each | 0 | CHEC, DS-1, EC-5, LFII, TY-B, TY-FRB, TY-FRFS, TY-FS, TY-FS Special | 0 | 0 | 0
926 | 57-396-1-135 | 70.47 | 2--5 | 0 | TY-FRB, 3 mm Bulb, QR, EC, HSW & Rcs HSW Sprinkler | 3/4" NPT | K=8.0 | 135°F/57°C | Brass | na | Each | 0.21 | na | TY4332 | TFP296 | 100
927 | 57-396-1-155 | 70.47 | 2--5 | 0 | TY-FRB, 3 mm Bulb, QR, EC, HSW & Rcs HSW Sprinkler | 3/4" NPT | K=8.0 | 155°F/68°C | Brass | na | Each | 0.21 | na | TY4332 | TFP296 | 100
928 | 57-396-1-175 | 70.47 | 2--5 | 0 | TY-FRB, 3 mm Bulb, QR, EC, HSW & Rcs HSW Sprinkler | 3/4" NPT | K=8.0 | 175°F/79°C | Brass | na | Each | 0.21 | na | TY4332 | TFP296 | 100
929 | 57-396-9-135 | 79.38 | 2--5 | 0 | TY-FRB, 3 mm Bulb, QR, EC, HSW & Rcs HSW Sprinkler | 3/4" NPT | K=8.0 | 135°F/57°C | Chrome | na | Each | 0.21 | na | TY4332 | TFP296 | 100
930 | 57-396-9-155 | 79.38 | 2--5 | 0 | TY-FRB, 3 mm Bulb, QR, EC, HSW & Rcs HSW Sprinkler | 3/4" NPT | K=8.0 | 155°F/68°C | Chrome | na | Each | 0.21 | na | TY4332 | TFP296 | 100
931 | 57-396-9-175 | 79.38 | 2--5 | 0 | TY-FRB, 3 mm Bulb, QR, EC, HSW & Rcs HSW Sprinkler | 3/4" NPT | K=8.0 | 175°F/79°C | Chrome | na | Each | 0.21 | na | TY4332 | TFP296 | 100
932 | 57-396-4-135 | 79.38 | 2--5 | 0 | TY-FRB, 3 mm Bulb, QR, EC, HSW & Rcs HSW Sprinkler | 3/4" NPT | K=8.0 | 135°F/57°C | Signal White (RAL 9003) | na | Each | 0.21 | na | TY4332 | TFP296 | 100
933 | 57-396-4-155 | 79.38 | 2--5 | 0 | TY-FRB, 3 mm Bulb, QR, EC, HSW & Rcs HSW Sprinkler | 3/4" NPT | K=8.0 | 155°F/68°C | Signal White (RAL 9003) | na | Each | 0.21 | na | TY4332 | TFP296 | 100
934 | 57-396-4-175 | 79.38 | 2--5 | 0 | TY-FRB, 3 mm Bulb, QR, EC, HSW & Rcs HSW Sprinkler | 3/4" NPT | K=8.0 | 175°F/79°C | Signal White (RAL 9003) | na | Each | 0.21 | na | TY4332 | TFP296 | 100
935 | 57-396-5-135 | 83.97 | 2--5 | 0 | TY-FRB, 3 mm Bulb, QR, EC, HSW & Rcs HSW Sprinkler | 3/4" NPT | K=8.0 | 135°F/57°C | Jet Black (RAL 9005) | na | Each | 0 | na | 0 | TFP296 | 100
936 | 57-396-5-155 | 83.97 | 2--5 | 0 | TY-FRB, 3 mm Bulb, QR, EC, HSW & Rcs HSW Sprinkler | 3/4" NPT | K=8.0 | 155°F/68°C | Jet Black (RAL 9005) | na | Each | 0 | na | 0 | TFP296 | 100
937 | 57-396-5-175 | 83.97 | 2--5 | 0 | TY-FRB, 3 mm Bulb, QR, EC, HSW & Rcs HSW Sprinkler | 3/4" NPT | K=8.0 | 175°F/79°C | Jet Black (RAL 9005) | na | Each | 0 | na | 0 | TFP296 | 100
938 | 56-705-2-011 | 18.63 | 2--5 | 0 | Recessed Escutcheon (Style 30) | 3/4" NPT | na | na | Brass | na | Each | 0 | na | 0 | TFP770 | 0
939 | 56-705-9-011 | 13.23 | 2--5 | 0 | Recessed Escutcheon (Style 30) | 3/4" NPT | na | na | Chrome Plated | na | Each | 0 | na | 0 | TFP770 | 0
940 | 56-705-4-011 | 13.23 | 2--5 | 0 | Recessed Escutcheon (Style 30) | 3/4" NPT | na | na | Signal White (RAL 9003) | na | Each | 0 | na | 0 | TFP770 | 0
941 | 56-705-6-011 | 17.28 | 2--5 | 0 | Recessed Escutcheon (Style 30) | 3/4" NPT | na | na | Jet Black (RAL 9005) | na | Each | 0 | na | 0 | TFP770 | 0
942 | 56-700-2-010 | 18.63 | 2--5 | 0 | Recessed Escutcheon (Style 40) | 3/4" NPT | na | na | Brass | na | Each | 0 | na | 0 | TFP770 | 0
943 | 56-700-9-010 | 13.23 | 2--5 | 0 | Recessed Escutcheon (Style 40) | 3/4" NPT | na | na | Chrome Plated | na | Each | 0 | na | 0 | TFP770 | 0
944 | 56-700-4-010 | 13.23 | 2--5 | 0 | Recessed Escutcheon (Style 40) | 3/4" NPT | na | na | Signal White (RAL 9003) | na | Each | 0 | na | 0 | TFP770 | 0
945 | 56-700-6-010 | 17.28 | 2--5 | 0 | Recessed Escutcheon (Style 40) | 3/4" NPT | na | na | Jet Black (RAL 9005) | na | Each | 0 | na | 0 | TFP770 | 0
946 | 56-000-6-387 | 102.46 | 2--5 | 0 | Sprinkler Wrench W-Type 6 Wrench | na | na | na | na | na | Each | 0 | na | 0 | 0 | 0
947 | 56-850-4-001 | 170.58 | 2--5 | 0 | Sprinkler Wrench W-Type 7 Wrench (Recessed Only) | na | na | na | na | na | Each | 0 | CHEC, DS-1, EC-5, LFII, TY-B, TY-FRB, TY-FRFS, TY-FS, TY-FS Special | 0 | 0 | 0
948 | 51-072-1-155 | 261.36 | 2--6 | 0 | ELO SW-20 ECOH, Sidewall Sprinklers | 3/4" NPT | K=11.2 | 155°F/68°C | Brass | na | Each | 0.32 | na | TY5332 | TFP230 | 100
949 | 51-072-1-200 | 261.36 | 2--6 | 0 | ELO SW-20 ECOH, Sidewall Sprinklers | 3/4" NPT | K=11.2 | 200°F/93°C | Brass | na | Each | 0.32 | na | TY5332 | TFP230 | 100
950 | 51-072-9-155 | 272.16 | 2--6 | 0 | ELO SW-20 ECOH, Sidewall Sprinklers | 3/4" NPT | K=11.2 | 155°F/68°C | Chrome | na | Each | 0.32 | na | TY5332 | TFP230 | 100
951 | 51-072-9-200 | 272.16 | 2--6 | 0 | ELO SW-20 ECOH, Sidewall Sprinklers | 3/4" NPT | K=11.2 | 200°F/93°C | Chrome | na | Each | 0.32 | na | TY5332 | TFP230 | 100
952 | 51-072-4-155 | 272.16 | 2--6 | 0 | ELO SW-20 ECOH, Sidewall Sprinklers | 3/4" NPT | K=11.2 | 155°F/68°C | Signal White (RAL 9003) | na | Each | 0.32 | na | TY5332 | TFP230 | 100
953 | 51-072-4-200 | 272.16 | 2--6 | 0 | ELO SW-20 ECOH, Sidewall Sprinklers | 3/4" NPT | K=11.2 | 200°F/93°C | Signal White (RAL 9003) | na | Each | 0.32 | na | TY5332 | TFP230 | 100
954 | 56-895-1-001 | 139.67 | 2--6 | 0 | Sprinkler Wrench W-Type 3 Wrench | na | na | na | na | na | Each | 0 | BB1 17/32, EC-11, EC-14, EC-8, ELO SW-20, ELO SW-24, ELO-231, ELO-231, B, ELO-231 FRB, EPEC, | 0 | 0 | 0
955 | 51-073-1-200 | 261.36 | 2--6 | 0 | ELO SW-24 ECOH, Sidewall Sprinklers | 3/4" NPT | K=11.2 | 200°F/93°C | Brass | na | Each | 0.32 | na | TY5337 | TFP230 | 100
956 | 51-073-9-200 | 272.16 | 2--6 | 0 | ELO SW-24 ECOH, Sidewall Sprinklers | 3/4" NPT | K=11.2 | 200°F/93°C | Chrome | na | Each | 0.32 | na | TY5337 | TFP230 | 100
957 | 51-073-4-200 | 272.16 | 2--6 | 0 | ELO SW-24 ECOH, Sidewall Sprinklers | 3/4" NPT | K=11.2 | 200°F/93°C | Signal White (RAL 9003) | na | Each | 0.32 | na | TY5337 | TFP230 | 100
958 | 56-895-1-001 | 139.67 | 2--6 | 0 | Sprinkler Wrench W-Type 3 Wrench | na | na | na | na | na | Each | 0 | BB1 17/32, EC-11, EC-14, EC-8, ELO SW-20, ELO SW-24, ELO-231, ELO-231, B, ELO-231 FRB, EPEC, | 0 | 0 | 0
959 | 50-701-1-160 | 114.48 | 2--6 | 0 | ELOC Extended Coverage, Concealed Sprinklers | 3/4" NPT | K=11.2 | 160°F/71°C | Brass | na | Each | 0.5 | na | TY5522 | TFP250 | 40
960 | 50-701-1-212 | 114.48 | 2--6 | 0 | ELOC Extended Coverage, Concealed Sprinklers | 3/4" NPT | K=11.2 | 212°F/100°C | Brass | na | Each | 0.5 | na | TY5522 | TFP250 | 40
961 | 56-892-1-135 | 43.2 | 2--6 | 0 | ELOC Cover Plate | na | na | 135°F/57°C | Brushed Brass | na | Each | 0 | na | 0 | 0 | 0
962 | 56-892-8-135 | 43.2 | 2--6 | 0 | ELOC Cover Plate | na | na | 139°F/59°C | Brushed Chrome | na | Each | 0 | All “Special Order” cover plate are special ordered and are Non-Returnable. Please see “Terms & Conditions” | 0 | 0 | 0
963 | 56-892-8-165 | 43.2 | 2--6 | 0 | ELOC Cover Plate | na | na | 165°F/74°C | Brushed Chrome | na | Each | 0 | All “Special Order” cover plate are special ordered and are Non-Returnable. Please see “Terms & Conditions” | 0 | 0 | 0
964 | 56-892-9-135 | 43.2 | 2--6 | 0 | ELOC Cover Plate | na | na | 135°F/57°C | Bright Chrome | na | Each | 0 | na | 0 | 0 | 0
965 | 56-892-9-165 | 43.2 | 2--6 | 0 | ELOC Cover Plate | na | na | 165°F/74°C | Bright Chrome | na | Each | 0 | na | 0 | 0 | 0
966 | 56-892-0-135 | 43.2 | 2--6 | 0 | ELOC Cover Plate | na | na | 135°F/57°C | Grey White (RAL9002) | na | Each | 0 | na | 0 | 0 | 0
967 | 56-892-0-165 | 43.2 | 2--6 | 0 | ELOC Cover Plate | na | na | 165°F/74°C | Grey White (RAL9002) | na | Each | 0 | na | 0 | 0 | 0
968 | 56-892-4-135 | 43.2 | 2--6 | 0 | ELOC Cover Plate | na | na | 135°F/57°C | Signal White (RAL 9003) | na | Each | 0 | na | 0 | 0 | 0
969 | 56-892-X-135 | 50.22 | 2--6 | 0 | ELOC Cover Plate | na | na | 135°F/57°C | Special Order | na | Each | 0 | All “Special Order” cover plate are special ordered and are Non-Returnable. Please see “Terms & Conditions” *Special Order paint match subject to set-up charge. (Net Price) | 0 | 0 | 0
970 | 56-908-1-001 | 24.03 | 2--6 | 0 | Clean Room Seals ELOC Clean Room Seal | na | na | na | na | na | Each | 0 | All Special Finishes and Coatings are special ordered and are Non-Returnable. Please see “Terms & Conditions” | 0 | 0 | 0
971 | 56-000-1-265 | 170.58 | 2--6 | 0 | W-Type 18 Wrench - Model LFII, Model ELOC | na | na | na | na | na | Each | 0 | na | 0 | 0 | 0
972 | 6012 | 630.79 | 2--6 | Net Price | Paint Match Set Up | na | na | na | Custom Paint* | na | Each | 0 | * Special order paint match subject to a set-up charge (Net Price) All "Special Order" cover plates are special ordered and are Non-Returnable.Please see Terms & Conditions. | 0 | 0 | 0
973 | 51-794-1-155 | 89.64 | 2--7 | 0 | RFII EC Pendent Concealed Sprinkler Extended Coverage | 1/2" NPT | K=5.6 | 155°F/68°C | Bronze | 175 psi | Each | 0.375 | Quick & SR, Standard Pressure | TY3532 | TFP260 | 40
974 | 51-794-1-200 | 89.64 | 2--7 | 0 | RFII EC Pendent Concealed Sprinkler Extended Coverage | 1/2" NPT | K=5.6 | 200°F/93°C | Bronze | 175 psi | Each | 0.375 | Quick & SR, Standard Pressure | TY3532 | TFP260 | 40
975 | 56-792-1-135 | 43.2 | 2--7 | 0 | Cover Plate (For use with 155° F Sprinkler) | na | na | 135°F/57°C | Brushed Brass | na | Each | 0 | na | 0 | 0 | 0
976 | 56-792-2-135 | 45.09 | 2--7 | 0 | Cover Plate (For use with 155° F Sprinkler) | na | na | 135°F/57°C | Brass | na | Each | 0 | na | 0 | 0 | 0
977 | 56-792-8-135 | 45.09 | 2--7 | 0 | Cover Plate (For use with 155° F Sprinkler) | na | na | 135°F/57°C | Brushed Chrome | na | Each | 0 | na | 0 | 0 | 0
978 | 56-792-9-135 | 43.2 | 2--7 | 0 | Cover Plate (For use with 155° F Sprinkler) | na | na | 135°F/57°C | Chrome | na | Each | 0 | na | 0 | 0 | 0
979 | 56-792-0-135 | 43.2 | 2--7 | 0 | Cover Plate (For use with 155° F Sprinkler) | na | na | 135°F/57°C | Grey White (RAL9002) | na | Each | 0 | na | 0 | 0 | 0
980 | 56-792-4-135 | 43.2 | 2--7 | 0 | Cover Plate (For use with 155° F Sprinkler) | na | na | 135°F/57°C | Signal White (RAL 9003) | na | Each | 0 | na | 0 | 0 | 0
981 | 56-792-6-135 | 43.2 | 2--7 | 0 | Cover Plate (For use with 155° F Sprinkler) | na | na | 135°F/57°C | Jet Black (RAL 9005) | na | Each | 0 | na | 0 | 0 | 0
982 | 56-792-7-135 | 43.2 | 2--7 | 0 | Cover Plate (For use with 155° F Sprinkler) | na | na | 135°F/57°C | Terra Brown (RAL 8082) | na | Each | 0 | na | 0 | 0 | 0
983 | 56-792-X-135 | 45.36 | 2--7 | 0 | Cover Plate (For use with 155° F Sprinkler) | na | na | 135°F/57°C | Special Order | na | Each | 0 | All “Special Order” cover plate are special ordered and are Non-Returnable. Please see “Terms & Conditions” *Special Order paint match subject to set-up charge. (Net Price) | 0 | 0 | 0
984 | 56-792-1-165 | 43.2 | 2--7 | 0 | Cover Plate (For use with 200° F Sprinkler) | na | na | 165°F/74°C | Brushed Brass | na | Each | 0 | na | 0 | 0 | 0
985 | 56-792-2-165 | 45.09 | 2--7 | 0 | Cover Plate (For use with 200° F Sprinkler) | na | na | 165°F/74°C | Brass | na | Each | 0 | na | 0 | 0 | 0
986 | 56-792-8-165 | 45.09 | 2--7 | 0 | Cover Plate (For use with 200° F Sprinkler) | na | na | 165°F/74°C | BrushedChrome | na | Each | 0 | na | 0 | 0 | 0
987 | 56-792-9-165 | 43.2 | 2--7 | 0 | Cover Plate (For use with 200° F Sprinkler) | na | na | 165°F/74°C | Chrome | na | Each | 0 | na | 0 | 0 | 0
988 | 56-792-0-165 | 43.2 | 2--7 | 0 | Cover Plate (For use with 200° F Sprinkler) | na | na | 165°F/74°C | Grey White (RAL9002) | na | Each | 0 | na | 0 | 0 | 0
989 | 56-792-4-165 | 43.2 | 2--7 | 0 | Cover Plate (For use with 200° F Sprinkler) | na | na | 165°F/74°C | Signal White (RAL 9003) | na | Each | 0 | na | 0 | 0 | 0
990 | 56-792-6-165 | 43.2 | 2--7 | 0 | Cover Plate (For use with 200° F Sprinkler) | na | na | 165°F/74°C | Jet Black (RAL 9005) | na | Each | 0 | na | 0 | 0 | 0
991 | 56-792-7-165 | 43.2 | 2--7 | 0 | Cover Plate (For use with 200° F Sprinkler) | na | na | 165°F/74°C | Terra Brown (RAL 8082) | na | Each | 0 | na | 0 | 0 | 0
992 | 56-792-X-165 | 45.36 | 2--7 | 0 | Cover Plate (For use with 200° F Sprinkler) | na | na | 165°F/74°C | Special Order | na | Each | 0 | All “Special Order” cover plate are special ordered and are Non-Returnable. Please see “Terms & Conditions” *Special Order paint match subject to set-up charge. (Net Price) | 0 | 0 | 0
993 | 56-000-1-300 | 57.24 | 2--7 | 0 | Cover Plate Tool to Install or Remove Cover Plates. Used for Concealed Sprinklers | na | na | na | na | na | Each | 0 | na | 0 | 0 | 0
994 | 91-201-1-015 | 0.87 | 2--7 | Net Price | Protective Cap for Concealed Sprinklers | na | na | na | na | na | Each | 0 | na | 0 | 0 | 0
995 | 56-908-1-001 | 24.03 | 2--7 | 0 | Clean Room Seals ELOC Clean Room Seal | na | na | na | na | na | Each | 0 | All Special Finishes and Coatings are special ordered and are Non-Returnable. Please see “Terms & Conditions” | 0 | 0 | 0
996 | 56-000-1-075 | 170.58 | 2--7 | 0 | Sprinkler Wrench, RFII Wrench DS-C, Series DS-CEC | na | na | na | na | na | Each | 0 | na | 0 | 0 | 0
997 | 6012 | 630.79 | 2--7 | Net Price | Paint Match Set Up | na | na | na | Custom Paint* | na | Each | 0 | * Special order paint match subject to a set-up charge (Net Price) All "Special Order" cover plates are special ordered and are Non-Returnable.Please see Terms & Conditions. | 0 | 0 | 0
998 | 51-734-1-155 | 120.42 | 2--8 | 0 | RFII-C, Concealed Pendent Sprinklers for Corridors & Hallways, ECLH | 1/2" NPT | K=5.6 | 155°F (68°C) | Brass | na | Each | 2.6 | na | TY3582 | TFP263 | 40
999 | 51-734-1-200 | 120.42 | 2--8 | 0 | RFII-C, Concealed Pendent Sprinklers for Corridors & Hallways, ECLH | 1/2" NPT | K=5.6 | 200°F (93°C) | Brass | na | Each | 2.6 | na | TY3582 | TFP263 | 40
1000 | 56-792-1-135 | 43.2 | 2--8 | 0 | Cover Plate (For use with 155° F Sprinkler) | na | na | 135°F/57°C | Brushed Brass | na | Each | 0 | na | 0 | 0 | 0
1001 | 56-792-2-135 | 45.09 | 2--8 | 0 | Cover Plate (For use with 155° F Sprinkler) | na | na | 135°F/57°C | Brass | na | Each | 0 | na | 0 | 0 | 0
1002 | 56-792-8-135 | 45.09 | 2--8 | 0 | Cover Plate (For use with 155° F Sprinkler) | na | na | 135°F/57°C | Brushed Chrome | na | Each | 0 | na | 0 | 0 | 0
1003 | 56-792-9-135 | 43.2 | 2--8 | 0 | Cover Plate (For use with 155° F Sprinkler) | na | na | 135°F/57°C | Chrome | na | Each | 0 | na | 0 | 0 | 0
1004 | 56-792-0-135 | 43.2 | 2--8 | 0 | Cover Plate (For use with 155° F Sprinkler) | na | na | 135°F/57°C | Grey White (RAL9002) | na | Each | 0 | na | 0 | 0 | 0
1005 | 56-792-4-135 | 43.2 | 2--8 | 0 | Cover Plate (For use with 155° F Sprinkler) | na | na | 135°F/57°C | Signal White (RAL 9003) | na | Each | 0 | na | 0 | 0 | 0
1006 | 56-792-6-135 | 43.2 | 2--8 | 0 | Cover Plate (For use with 155° F Sprinkler) | na | na | 135°F/57°C | Jet Black (RAL 9005) | na | Each | 0 | na | 0 | 0 | 0
1007 | 56-792-7-135 | 43.2 | 2--8 | 0 | Cover Plate (For use with 155° F Sprinkler) | na | na | 135°F/57°C | Terra Brown (RAL 8082) | na | Each | 0 | na | 0 | 0 | 0
1008 | 56-792-X-135 | 45.36 | 2--8 | 0 | Cover Plate (For use with 155° F Sprinkler) | na | na | 135°F/57°C | Special Order | na | Each | 0 | All “Special Order” cover plate are special ordered and are Non-Returnable. Please see “Terms & Conditions” *Special Order paint match subject to set-up charge. (Net Price) | 0 | 0 | 0
1009 | 56-792-1-165 | 43.2 | 2--8 | 0 | Cover Plate (For use with 200° F Sprinkler) | na | na | 165°F/74°C | Brushed Brass | na | Each | 0 | na | 0 | 0 | 0
1010 | 56-792-2-165 | 45.09 | 2--8 | 0 | Cover Plate (For use with 200° F Sprinkler) | na | na | 165°F/74°C | Brass | na | Each | 0 | na | 0 | 0 | 0
1011 | 56-792-8-165 | 45.09 | 2--8 | 0 | Cover Plate (For use with 200° F Sprinkler) | na | na | 165°F/74°C | BrushedChrome | na | Each | 0 | na | 0 | 0 | 0
1012 | 56-792-9-165 | 43.2 | 2--8 | 0 | Cover Plate (For use with 200° F Sprinkler) | na | na | 165°F/74°C | Chrome | na | Each | 0 | na | 0 | 0 | 0
1013 | 56-792-0-165 | 43.2 | 2--8 | 0 | Cover Plate (For use with 200° F Sprinkler) | na | na | 165°F/74°C | Grey White (RAL9002) | na | Each | 0 | na | 0 | 0 | 0
1014 | 56-792-4-165 | 43.2 | 2--8 | 0 | Cover Plate (For use with 200° F Sprinkler) | na | na | 165°F/74°C | Signal White (RAL 9003) | na | Each | 0 | na | 0 | 0 | 0
1015 | 56-792-6-165 | 43.2 | 2--8 | 0 | Cover Plate (For use with 200° F Sprinkler) | na | na | 165°F/74°C | Jet Black (RAL 9005) | na | Each | 0 | na | 0 | 0 | 0
1016 | 56-792-7-165 | 43.2 | 2--8 | 0 | Cover Plate (For use with 200° F Sprinkler) | na | na | 165°F/74°C | Terra Brown (RAL 8082) | na | Each | 0 | na | 0 | 0 | 0
1017 | 56-792-X-165 | 45.36 | 2--8 | 0 | Cover Plate (For use with 200° F Sprinkler) | na | na | 165°F/74°C | Special Order | na | Each | 0 | All “Special Order” cover plate are special ordered and are Non-Returnable. Please see “Terms & Conditions” *Special Order paint match subject to set-up charge. (Net Price) | 0 | 0 | 0
1018 | 56-000-1-300 | 57.24 | 2--8 | 0 | Cover Plate Tool to Install or Remove Cover Plates. Used for Concealed Sprinklers | na | na | na | na | na | Each | 0 | na | 0 | 0 | 0
1019 | 91-201-1-015 | 0.87 | 2--8 | Net Price | Protective Cap for Concealed Sprinklers | na | na | na | na | na | Each | 0 | na | 0 | 0 | 0
1020 | 56-908-1-001 | 24.03 | 2--8 | 0 | Clean Room Seals ELOC Clean Room Seal | na | na | na | na | na | Each | 0 | All Special Finishes and Coatings are special ordered and are Non-Returnable. Please see “Terms & Conditions” | 0 | 0 | 0
1021 | 56-000-1-076 | 101.32 | 2--8 | 0 | Sprinkler Wrench, W-Type 40 RFII-C | na | na | na | na | na | Each | 0 | na | 0 | TFP621 | 0
1022 | 6012 | 630.79 | 2--8 | Net Price | Paint Match Set Up | na | na | na | Custom Paint* | na | Each | 0 | * Special order paint match subject to a set-up charge (Net Price) All "Special Order" cover plates are special ordered and are Non-Returnable.Please see Terms & Conditions. | 0 | 0 | 0
1023 | 51-802-1-155 | 403.92 | 2--9 | 0 | Series RFII-MRI EC, 5.6 K-factor, Pendent Concealed Sprinklers, Extended Coverage, QR | 1/2" NPT | K=5.6 | 155°F (68°C) | Brass | na | Each | 0.375 | 0 | TY3537 | TFP262 | 40
1024 | 51-802-1-200 | 403.92 | 2--9 | 0 | Series RFII-MRI EC, 5.6 K-factor, Pendent Concealed Sprinklers, Extended Coverage, QR | 1/2" NPT | K=5.6 | 200°F (93°C) | Brass | na | Each | 0.375 | 0 | TY3537 | TFP262 | 40
1025 | 56-794-1-135 | 71.55 | 2--9 | 0 | Cover Plate (For use with 155° F Sprinkler) | na | na | na | Brass | na | Each | 0 | 0 | 0 | 0 | 0
1026 | 56-794-0-135 | 71.55 | 2--9 | 0 | Cover Plate (For use with 155° F Sprinkler) | na | na | na | Grey White (RAL9002) | na | Each | 0 | 0 | 0 | 0 | 0
1027 | 56-794-4-135 | 71.55 | 2--9 | 0 | Cover Plate (For use with 155° F Sprinkler) | na | na | na | Signal White (RAL 9003) | na | Each | 0 | 0 | 0 | 0 | 0
1028 | 56-794-6-135 | 71.55 | 2--9 | 0 | Cover Plate (For use with 155° F Sprinkler) | na | na | na | Jet Black (RAL 9005) | na | Each | 0 | 0 | 0 | 0 | 0
1029 | 56-794-X-135 | 71.55 | 2--9 | 0 | Cover Plate (For use with 155° F Sprinkler) | na | na | na | Special Order* | na | Each | 0 | 0 | 0 | 0 | 0
1030 | 56-794-1-165 | 71.55 | 2--9 | 0 | Cover Plate (For use with 200° F Sprinkler) | na | na | na | Brass | na | Each | 0 | 0 | 0 | 0 | 0
1031 | 56-794-0-165 | 71.55 | 2--9 | 0 | Cover Plate (For use with 200° F Sprinkler) | na | na | na | Grey White (RAL9002) | na | Each | 0 | 0 | 0 | 0 | 0
1032 | 56-794-4-165 | 71.55 | 2--9 | 0 | Cover Plate (For use with 200° F Sprinkler) | na | na | na | Signal White (RAL 9003) | na | Each | 0 | 0 | 0 | 0 | 0
1033 | 56-794-6-165 | 71.55 | 2--9 | 0 | Cover Plate (For use with 200° F Sprinkler) | na | na | na | Jet Black (RAL 9005) | na | Each | 0 | 0 | 0 | 0 | 0
1034 | 56-794-X-165 | 71.55 | 2--9 | 0 | Cover Plate (For use with 200° F Sprinkler) | na | na | na | Special Order* | na | Each | 0 | 0 | 0 | 0 | 0
1035 | 56-000-1-300 | 57.24 | 2--9 | 0 | Cover Plate Tool to Install or Remove Cover Plates. Used for Concealed Sprinklers | na | na | na | na | na | Each | 0 | na | 0 | 0 | 0
1036 | 91-201-1-015 | 0.87 | 2--9 | Net Price | Protective Cap for Concealed Sprinklers | na | na | na | na | na | Each | 0 | na | 0 | 0 | 0
1037 | 56-908-1-001 | 24.03 | 2--9 | 0 | Clean Room Seals ELOC Clean Room Seal | na | na | na | na | na | Each | 0 | All Special Finishes and Coatings are special ordered and are Non-Returnable. Please see “Terms & Conditions” | 0 | 0 | 0
1038 | 56-000-1-075 | 170.58 | 2--9 | 0 | Sprinkler Wrench, RFII Wrench DS-C, Series DS-CEC | na | na | na | na | na | Each | 0 | na | 0 | 0 | 0
1039 | 6012 | 630.79 | 2--9 | Net Price | Paint Match Set Up | na | na | na | Custom Paint* | na | Each | 0 | * Special order paint match subject to a set-up charge (Net Price) All "Special Order" cover plates are special ordered and are Non-Returnable.Please see Terms & Conditions. | 0 | 0 | 0
1040 | 51-113-1-160 | 235.44 | 2--10 | 0 | Series RFIII, Flat Plate Concealed Horizontal Sidewall Sprinklers Extended Coverage, Quick Response, Light Hazard | 3/4" NPT | K=8.0 | 160°F/71°C | Brass | na | Each | 0 | na | 0 | 0 | 0
1041 | 56-204-0-135 | 44.28 | 2--10 | 0 | Cover Plate (For use with 160° F Sprinkler) | na | na | 135°F (57°C) | Ivory (RAL1015) | na | Each | 0 | na | 0 | 0 | 0
1042 | 56-204-2-135 | 44.28 | 2--10 | 0 | Cover Plate (For use with 160° F Sprinkler) | na | na | 135°F (57°C) | Beige (RAL1001) | na | Each | 0 | na | 0 | 0 | 0
1043 | 56-204-3-135 | 44.28 | 2--10 | 0 | Cover Plate (For use with 160° F Sprinkler) | na | na | 135°F (57°C) | Pure White (RAL9010) | na | Each | 0 | na | 0 | 0 | 0
1044 | 56-204-4-135 | 44.28 | 2--10 | 0 | Cover Plate (For use with 160° F Sprinkler) | na | na | 135°F (57°C) | Signal White (RAL9003) | na | Each | 0 | na | 0 | 0 | 0
1045 | 56-204-5-135 | 44.28 | 2--10 | 0 | Cover Plate (For use with 160° F Sprinkler) | na | na | 135°F (57°C) | Grey White (RAL9002) | na | Each | 0 | na | 0 | 0 | 0
1046 | 56-204-6-135 | 44.28 | 2--10 | 0 | Cover Plate (For use with 160° F Sprinkler) | na | na | 135°F (57°C) | Terra Brown (RAL8028) | na | Each | 0 | na | 0 | 0 | 0
1047 | 56-204-7-135 | 44.28 | 2--10 | 0 | Cover Plate (For use with 160° F Sprinkler) | na | na | 135°F (57°C) | Black (RAL9005) | na | Each | 0 | na | 0 | 0 | 0
1048 | 56-204-8-135 | 98.55 | 2--10 | 0 | Cover Plate (For use with 160° F Sprinkler) | na | na | 135°F (57°C) | Brushed Brass | na | Each | 0 | na | 0 | 0 | 0
1049 | 56-204-9-135 | 71.55 | 2--10 | 0 | Cover Plate (For use with 160° F Sprinkler) | na | na | 135°F (57°C) | Brushed Chrome | na | Each | 0 | na | 0 | 0 | 0
1050 | 56-204-X-135 | 44.28 | 2--10 | 0 | Cover Plate (For use with 160° F Sprinkler) | na | na | 135°F (57°C) | Special Order* | na | Each | 0 | na | 0 | 0 | 0
1051 | 56-000-1-300 | 57.24 | 2--10 | 0 | Cover Plate Tool to Install or Remove Cover Plates. Used for Concealed Sprinklers | na | na | na | na | na | Each | 0 | na | 0 | 0 | 0
1052 | 56-320-1-015 | 178.02 | 2--10 | 0 | Sprinkler Wrench, W-Type 37 RFII & LFII Concealed Horizontal Sidewall | na | na | na | na | na | Each | 0 | na | 0 | 0 | 0
1053 | 6012 | 630.79 | 2--10 | Net Price | Paint Match Set Up | na | na | na | Custom Paint* | na | Each | 0 | * Special order paint match subject to a set-up charge (Net Price) All "Special Order" cover plates are special ordered and are Non-Returnable.Please see Terms & Conditions. | 0 | 0 | 0
1054 | 58-970-1-165 | 157.14 | 2--10 | 0 | #TY-FRL, Extended Coverage, QR, HSW Sprinkler | 1/2" NPT | K=5.6 | 165°F/74°C | Brass | na | Each | 0.2 | na | TY3322 | TFP280 | 100
1055 | 58-970-9-165 | 178.2 | 2--10 | 0 | #TY-FRL, Extended Coverage, QR, HSW Sprinkler | 1/2" NPT | K=5.6 | 165°F/74°C | Chrome | na | Each | 0.2 | na | TY3322 | TFP280 | 100
1056 | 56-000-1-849 | 91.3 | 2--10 | 0 | Sprinkler Wrench, W-Type 9 Wrench - TY-FRL, TY-L | na | na | na | na | na | Each | 0 | na | 0 | 0 | 0
1057 | 58-170-1-165 | 178.2 | 2--11 | 0 | #TY-FRL, QR, Extended Coverage, HSW Sprinkler | 3/4" NPT | K=8.0 | 165°F/74°C | Brass | na | Each | 0.25 | na | TY4322 | TFP280 | 100
1058 | 58-170-9-165 | 198.18 | 2--11 | 0 | #TY-FRL, QR, Extended Coverage, HSW Sprinkler | 3/4" NPT | K=8.0 | 165°F/74°C | Chrome | na | Each | 0.25 | na | TY4322 | TFP280 | 100
1059 | 56-000-1-849 | 91.3 | 2--11 | 0 | Sprinkler Wrench, W-Type 9 Wrench - TY-FRL, TY-L | na | na | na | na | na | Each | 0 | na | 0 | 0 | 0
1060 | 51-396-1-155 | 74.79 | 2--11 | 0 | CHEC Concealed HSW Extended Cvg Sprinkler ECLH | 3/4" NPT | K=8.0 | 155°F/68°C | na | na | Each | 0 | na | TY4332 | TFP265 | 0
1061 | 56-396-4-135 | 40.23 | 2--11 | 0 | Cover Plate | na | na | na | Signal White (RAL 9003) | na | Each | 0 | na | 0 | 0 | 0
1062 | 56-396-9-135 | 40.23 | 2--11 | 0 | Cover Plate | na | na | na | Chrome | na | Each | 0 | na | 0 | 0 | 0
1063 | 56-396-X-135 | 40.23 | 2--11 | 0 | Cover Plate | na | na | na | Special Order | na | Each | 0 | All “Special Order” cover plate are special ordered and are Non-Returnable. Please see “Terms & Conditions” *Special Order paint match subject to set-up charge. (Net Price) | 0 | 0 | 0
1064 | 56-850-4-001 | 170.58 | 2--11 | 0 | Sprinkler Wrench W-Type 7 Wrench (Recessed Only) | na | na | na | na | na | Each | 0 | CHEC, DS-1, EC-5, LFII, TY-B, TY-FRB, TY-FRFS, TY-FS, TY-FS Special | 0 | 0 | 0
1065 | 6012 | 630.79 | 2--11 | Net Price | Paint Match Set Up | na | na | na | Custom Paint* | na | Each | 0 | * Special order paint match subject to a set-up charge (Net Price) All "Special Order" cover plates are special ordered and are Non-Returnable.Please see Terms & Conditions. | 0 | 0 | 0
1066 | 50-801-1-135 | 75.33 | 2--12 | 0 | EC-8, QR, Pendent, Recessed Pendent Sprinkler ECLH | 3/4" NPT | K=8.0 | 135°F/57°C | Brass | na | Each | 0.24 | na | TY4232 | TFP223 | 100
1067 | 50-801-1-155 | 75.33 | 2--12 | 0 | EC-8, QR, Pendent, Recessed Pendent Sprinkler ECLH | 3/4" NPT | K=8.0 | 155°F/68°C | Brass | na | Each | 0.24 | na | TY4232 | TFP223 | 100
1068 | 50-801-9-135 | 81.54 | 2--12 | 0 | EC-8, QR, Pendent, Recessed Pendent Sprinkler ECLH | 3/4" NPT | K=8.0 | 135°F/57°C | Chrome | na | Each | 0.24 | na | TY4232 | TFP223 | 100
1069 | 50-801-9-155 | 81.54 | 2--12 | 0 | EC-8, QR, Pendent, Recessed Pendent Sprinkler ECLH | 3/4" NPT | K=8.0 | 155°F/68°C | Chrome | na | Each | 0.24 | na | TY4232 | TFP223 | 100
1070 | 50-801-4-135 | 81.54 | 2--12 | 0 | EC-8, QR, Pendent, Recessed Pendent Sprinkler ECLH | 3/4" NPT | K=8.0 | 135°F/57°C | Signal White (RAL 9003) | na | Each | 0.24 | na | TY4232 | TFP223 | 100
1071 | 50-801-4-155 | 81.54 | 2--12 | 0 | EC-8, QR, Pendent, Recessed Pendent Sprinkler ECLH | 3/4" NPT | K=8.0 | 155°F/68°C | Signal White (RAL 9003) | na | Each | 0.24 | na | TY4232 | TFP223 | 100
1072 | 56-705-2-011 | 18.63 | 2--12 | 0 | Recessed Escutcheon (Style 30) | 3/4" NPT | na | na | Brass | na | Each | 0 | na | 0 | TFP770 | 0
1073 | 56-705-9-011 | 13.23 | 2--12 | 0 | Recessed Escutcheon (Style 30) | 3/4" NPT | na | na | Chrome Plated | na | Each | 0 | na | 0 | TFP770 | 0
1074 | 56-705-4-011 | 13.23 | 2--12 | 0 | Recessed Escutcheon (Style 30) | 3/4" NPT | na | na | Signal White (RAL 9003) | na | Each | 0 | na | 0 | TFP770 | 0
1075 | 56-700-2-010 | 18.63 | 2--12 | 0 | Recessed Escutcheon (Style 40) | 3/4" NPT | na | na | Brass | na | Each | 0 | na | 0 | TFP770 | 0
1076 | 56-700-9-010 | 13.23 | 2--12 | 0 | Recessed Escutcheon (Style 40) | 3/4" NPT | na | na | Chrome Plated | na | Each | 0 | na | 0 | TFP770 | 0
1077 | 56-700-4-010 | 13.23 | 2--12 | 0 | Recessed Escutcheon (Style 40) | 3/4" NPT | na | na | Signal White (RAL 9003) | na | Each | 0 | na | 0 | TFP770 | 0
1078 | 56-895-1-001 | 139.67 | 2--12 | 0 | Sprinkler Wrench W-Type 3 Wrench | na | na | na | na | na | Each | 0 | BB1 17/32, EC-11, EC-14, EC-8, ELO SW-20, ELO SW-24, ELO-231, ELO-231, B, ELO-231 FRB, EPEC, | 0 | 0 | 0
1079 | 56-000-6-838 | 170.58 | 2--12 | 0 | Sprinkler Wrench W-Type 23 Wrench - EC-8 | na | na | na | na | na | Each | 0 | na | 0 | 0 | 0
1080 | 57-351-1-155 | 109.08 | 2--13 | 0 | EC-8C Extended Coverage Light Hazard, QR for Corridors & Hallways Pendent and Recessed Pendent Sprinklers | 3/4" NPT | K=8.0 | 155°F (68°C) | Brass | na | Each | 0 | na | TY4282 | TFP226 | 0
1081 | 57-351-1-200 | 109.08 | 2--13 | 0 | EC-8C Extended Coverage Light Hazard, QR for Corridors & Hallways Pendent and Recessed Pendent Sprinklers | 3/4" NPT | K=8.0 | 200°F (93°C) | Brass | na | Each | 0 | na | TY4282 | TFP226 | 0
1082 | 57-351-4-155 | 115.56 | 2--13 | 0 | EC-8C Extended Coverage Light Hazard, QR for Corridors & Hallways Pendent and Recessed Pendent Sprinklers | 3/4" NPT | K=8.0 | 155°F (68°C) | Signal White (RAL 9003) | na | Each | 0 | na | TY4282 | TFP226 | 0
1083 | 57-351-4-200 | 115.56 | 2--13 | 0 | EC-8C Extended Coverage Light Hazard, QR for Corridors & Hallways Pendent and Recessed Pendent Sprinklers | 3/4" NPT | K=8.0 | 200°F (93°C) | Signal White (RAL 9003) | na | Each | 0 | na | TY4282 | TFP226 | 0
1084 | 57-351-5-155 | 119.88 | 2--13 | 0 | EC-8C Extended Coverage Light Hazard, QR for Corridors & Hallways Pendent and Recessed Pendent Sprinklers | 3/4" NPT | K=8.0 | 155°F (68°C) | Jet Black (RAL 9005) | na | Each | 0 | na | TY4282 | TFP226 | 0
1085 | 57-351-5-200 | 119.88 | 2--13 | 0 | EC-8C Extended Coverage Light Hazard, QR for Corridors & Hallways Pendent and Recessed Pendent Sprinklers | 3/4" NPT | K=8.0 | 200°F (93°C) | Jet Black (RAL 9005) | na | Each | 0 | na | TY4282 | TFP226 | 0
1086 | 57-351-9-155 | 115.56 | 2--13 | 0 | EC-8C Extended Coverage Light Hazard, QR for Corridors & Hallways Pendent and Recessed Pendent Sprinklers | 3/4" NPT | K=8.0 | 155°F (68°C) | Chrome | na | Each | 0 | na | TY4282 | TFP226 | 0
1087 | 57-351-9-200 | 115.56 | 2--13 | 0 | EC-8C Extended Coverage Light Hazard, QR for Corridors & Hallways Pendent and Recessed Pendent Sprinklers | 3/4" NPT | K=8.0 | 200°F (93°C) | Chrome | na | Each | 0 | na | TY4282 | TFP226 | 0
1088 | 56-705-2-011 | 18.63 | 2--13 | 0 | Recessed Escutcheon (Style 30) | 3/4" NPT | na | na | Brass | na | Each | 0 | na | 0 | TFP770 | 0
1089 | 56-705-9-011 | 13.23 | 2--13 | 0 | Recessed Escutcheon (Style 30) | 3/4" NPT | na | na | Chrome Plated | na | Each | 0 | na | 0 | TFP770 | 0
1090 | 56-705-4-011 | 13.23 | 2--13 | 0 | Recessed Escutcheon (Style 30) | 3/4" NPT | na | na | Signal White (RAL 9003) | na | Each | 0 | na | 0 | TFP770 | 0
1091 | 56-700-2-010 | 18.63 | 2--13 | 0 | Recessed Escutcheon (Style 40) | 3/4" NPT | na | na | Brass | na | Each | 0 | na | 0 | TFP770 | 0
1092 | 56-700-9-010 | 13.23 | 2--13 | 0 | Recessed Escutcheon (Style 40) | 3/4" NPT | na | na | Chrome Plated | na | Each | 0 | na | 0 | TFP770 | 0
1093 | 56-700-4-010 | 13.23 | 2--13 | 0 | Recessed Escutcheon (Style 40) | 3/4" NPT | na | na | Signal White (RAL 9003) | na | Each | 0 | na | 0 | TFP770 | 0
1094 | 56-000-6-387 | 102.46 | 2--13 | 0 | Sprinkler Wrench W-Type 6 Wrench | na | na | na | na | na | Each | 0 | na | 0 | 0 | 0
1095 | 56-850-4-001 | 170.58 | 2--13 | 0 | Sprinkler Wrench W-Type 7 Wrench (Recessed Only) | na | na | na | na | na | Each | 0 | CHEC, DS-1, EC-5, LFII, TY-B, TY-FRB, TY-FRFS, TY-FS, TY-FS Special | 0 | 0 | 0
1096 | 51-051-1-135 | 85.05 | 2--14 | 0 | EC-5, QR, Pendent, Recessed Pendent Sprinklers | 1/2" NPT | K=5.6 | 135°F/57°C | Brass | na | Each | 0.15 | na | TY3232 | TFP228 | 100
1097 | 51-053-1-135 | 85.05 | 2--14 | 0 | EC-5, Quick Response Horizontal Sidewall Sprinkler | 1/2" NPT | K=5.6 | 135°F/57°C | Brass | na | Each | 0.16 | na | TY3302 | TFP298 | 100
1098 | 51-051-1-155 | 85.05 | 2--14 | 0 | EC-5, QR, Pendent, Recessed Pendent Sprinklers | 1/2" NPT | K=5.6 | 155°F/68°C | Brass | na | Each | 0.15 | na | TY3232 | TFP228 | 100
1099 | 51-053-1-155 | 85.05 | 2--14 | 0 | EC-5, Quick Response Horizontal Sidewall Sprinkler | 1/2" NPT | K=5.6 | 155°F/68°C | Brass | na | Each | 0.16 | na | TY3302 | TFP298 | 100
1100 | 51-053-1-200 | 85.05 | 2--14 | 0 | EC-5, Quick Response Horizontal Sidewall Sprinkler | 1/2" NPT | K=5.6 | 200°F/93°C | Brass | na | Each | 0.16 | na | TY3302 | TFP298 | 100
1101 | 51-051-9-135 | 91.53 | 2--14 | 0 | EC-5, QR, Pendent, Recessed Pendent Sprinklers | 1/2" NPT | K=5.6 | 135°F/57°C | Chrome | na | Each | 0.15 | na | TY3232 | TFP228 | 100
1102 | 51-053-9-135 | 91.53 | 2--14 | 0 | EC-5, Quick Response Horizontal Sidewall Sprinkler | 1/2" NPT | K=5.6 | 135°F/57°C | Chrome | na | Each | 0.16 | na | TY3302 | TFP298 | 100
1103 | 51-051-9-155 | 91.53 | 2--14 | 0 | EC-5, QR, Pendent, Recessed Pendent Sprinklers | 1/2" NPT | K=5.6 | 155°F/68°C | Chrome | na | Each | 0.15 | na | TY3232 | TFP228 | 100
1104 | 51-053-9-155 | 91.53 | 2--14 | 0 | EC-5, Quick Response Horizontal Sidewall Sprinkler | 1/2" NPT | K=5.6 | 155°F/68°C | Chrome | na | Each | 0.16 | na | TY3302 | TFP298 | 100
1105 | 51-053-9-200 | 91.53 | 2--14 | 0 | EC-5, Quick Response Horizontal Sidewall Sprinkler | 1/2" NPT | K=5.6 | 200°F/93°C | Chrome | na | Each | 0.16 | na | TY3302 | TFP298 | 100
1106 | 51-051-4-135 | 91.53 | 2--14 | 0 | EC-5, QR, Pendent, Recessed Pendent Sprinklers | 1/2" NPT | K=5.6 | 135°F/57°C | Signal White (RAL 9003) | na | Each | 0.15 | na | TY3232 | TFP228 | 100
1107 | 51-053-4-135 | 91.53 | 2--14 | 0 | EC-5, Quick Response Horizontal Sidewall Sprinkler | 1/2" NPT | K=5.6 | 135°F/57°C | Signal White (RAL 9003) | na | Each | 0.16 | na | TY3302 | TFP298 | 100
1108 | 51-051-4-155 | 91.53 | 2--14 | 0 | EC-5, QR, Pendent, Recessed Pendent Sprinklers | 1/2" NPT | K=5.6 | 155°F/68°C | Signal White (RAL 9003) | na | Each | 0.15 | na | TY3232 | TFP228 | 100
1109 | 51-053-4-155 | 91.53 | 2--14 | 0 | EC-5, Quick Response Horizontal Sidewall Sprinkler | 1/2" NPT | K=5.6 | 155°F/68°C | Signal White (RAL 9003) | na | Each | 0.16 | na | TY3302 | TFP298 | 100
1110 | 51-053-4-200 | 91.53 | 2--14 | 0 | EC-5, Quick Response Horizontal Sidewall Sprinkler | 1/2" NPT | K=5.6 | 200°F/93°C | Signal White (RAL 9003) | na | Each | 0.16 | na | TY3302 | TFP298 | 100
1111 | 51-053-3-135 | 91.53 | 2--14 | 0 | EC-5, Quick Response Horizontal Sidewall Sprinkler | 1/2" NPT | K=5.6 | 135°F/57°C | Pure White (RAL 9010) | na | Each | 0.16 | na | TY3302 | TFP298 | 100
1112 | 51-053-3-155 | 91.53 | 2--14 | 0 | EC-5, Quick Response Horizontal Sidewall Sprinkler | 1/2" NPT | K=5.6 | 155°F/68°C | Pure White (RAL 9010) | na | Each | 0.16 | na | TY3302 | TFP298 | 100
1113 | 51-053-3-200 | 91.53 | 2--14 | 0 | EC-5, Quick Response Horizontal Sidewall Sprinkler | 1/2" NPT | K=5.6 | 200°F/93°C | Pure White (RAL 9010) | na | Each | 0.16 | na | TY3302 | TFP298 | 100
1114 | 56-711-2-010 | 18.63 | 2--14 | 0 | Recessed Escutcheon (Style 50) | 1/2" NPT | na | na | Brass | na | Each | 0 | na | 0 | TFP770 | 0
1115 | 56-711-9-010 | 12.69 | 2--14 | 0 | Recessed Escutcheon (Style 50) | 1/2" NPT | na | na | Chrome Plated | na | Each | 0 | na | 0 | TFP770 | 0
1116 | 56-711-4-010 | 12.69 | 2--14 | 0 | Recessed Escutcheon (Style 50) | 1/2" NPT | na | na | Signal White (RAL 9003) | na | Each | 0 | na | 0 | TFP770 | 0
1117 | 56-711-3-010 | 12.69 | 2--14 | 0 | Recessed Escutcheon (Style 50) | 1/2" NPT | na | na | Pure White (RAL 9010) | na | Each | 0 | na | 0 | TFP770 | 0
1118 | 56-000-6-387 | 102.46 | 2--14 | 0 | Sprinkler Wrench W-Type 6 Wrench | na | na | na | na | na | Each | 0 | na | 0 | 0 | 0
1119 | 56-850-4-001 | 170.58 | 2--14 | 0 | Sprinkler Wrench W-Type 7 Wrench (Recessed Only) | na | na | na | na | na | Each | 0 | CHEC, DS-1, EC-5, LFII, TY-B, TY-FRB, TY-FRFS, TY-FS, TY-FS Special | 0 | 0 | 0
1120 | 51-681-1-165 | 220.86 | 3--1 | 0 | ESFR-34 Pendent Sprinkler | 1-1/4" NPT | K=33.6 | 165°F (74°C) | Brass | na | Each | 0 | na | TY9286 | TFP338 | 0
1121 | 51-681-1-212 | 220.86 | 3--1 | 0 | ESFR-34 Pendent Sprinkler | 1-1/4" NPT | K=33.6 | 212°F (100°C) | Brass | na | Each | 0 | na | TY9286 | TFP338 | 0
1122 | 51-682-1-165 | 220.86 | 3--1 | 0 | ESFR-34 Pendent Sprinkler | 1-1/4" ISO | K=33.6 | 165°F (74°C) | Brass | na | Each | 0 | NOTE: ISO Threaded Sprinklers are Special Order | TY9286 | TFP338 | 0
1123 | 51-682-1-212 | 220.86 | 3--1 | 0 | ESFR-34 Pendent Sprinkler | 1-1/4" ISO | K=33.6 | 212°F (100°C) | Brass | na | Each | 0 | NOTE: ISO Threaded Sprinklers are Special Order | TY9286 | TFP338 | 0
1124 | 56-341-1-001 | 129.94 | 3--1 | 0 | Sprinkler Wrench W-Type 26 | na | na | na | na | na | Each | 0 | na | 0 | 0 | 0
1125 | 58-441-1-165 | 180.9 | 3--1 | 0 | ESFR-25, Pendent Sprinkler | 1" NPT | K=25.2 | 165°F (74°C) | Brass | na | Each | 0.46 | na | TY9226 | TFP312 | 50
1126 | 58-441-1-214 | 180.9 | 3--1 | 0 | ESFR-25, Pendent Sprinkler | 1" NPT | K=25.2 | 212°F (100°C) | Brass | na | Each | 0.46 | na | TY9226 | TFP312 | 50
1127 | 58-442-1-165 | POA | 3--1 | 0 | ESFR-25, Pendent Sprinkler | ISO Thread | K=25.2 | 165°F (74°C) | Brass | na | Each | 0 | Note- ISO Threaded Sprinklers are Special Order. | 0 | 0 | 0
1128 | 58-442-1-214 | POA | 3--1 | 0 | ESFR-25, Pendent Sprinkler | ISO Thread | K=25.2 | 212°F (100°C) | Brass | na | Each | 0 | Note- ISO Threaded Sprinklers are Special Order. | 0 | 0 | 0
1129 | 56-872-1-025 | 129.94 | 3--1 | 0 | Sprinkler Wrench W-Type 1 Wrench | na | na | na | na | na | Each | 0 | na | 0 | 0 | 0
1130 | 56-949-1-025 | 40.24 | 3--1 | 0 | EG-25 Sprinkler Guard Red - NPT/ISO Threads | na | na | na | Red | na | Each | 0 | na | 0 | TFP784 | 0
1131 | 56-949-9-025 | 36.92 | 3--1 | 0 | EG-25 Sprinkler Guard Zinc Chromate - NPT/ISO Threads | na | na | na | Zinc Chromate | na | Each | 0 | na | 0 | TFP784 | 0
1132 | 58-450-1-165 | 186.84 | 3--2 | 0 | EC-25, Upright Area/Density Extended Coverage | 1" NPT | K=25.2 | 165°F/74°C | Brass | na | Each | 0 | na | TY9128 | TFP213 | 0
1133 | 58-450-1-214 | 186.84 | 3--2 | 0 | EC-25, Upright, Area/Density, Extended Coverage | 1" NPT | K=25.2 | 212°F (100°C) | Brass | na | Each | 0 | na | TY9128 | TFP213 | 0
1134 | 58-451-1-165 | POA | 3--2 | 0 | EC-25, Upright Area/Density Extended Coverage | ISO Thread | K=25.2 | 165°F/74°C | Brass | na | Each | 0 | Note- ISO Threaded Sprinklers are Special Order. | 0 | 0 | 0
1135 | 58-451-1-214 | POA | 3--2 | 0 | EC-25, Upright, Area/Density, Extended Coverage | ISO Thread | K=25.2 | 212°F (100°C) | Brass | na | Each | 0 | Note- ISO Threaded Sprinklers are Special Order. | 0 | 0 | 0
1136 | 56-872-1-025 | 129.94 | 3--2 | 0 | Sprinkler Wrench W-Type 1 Wrench | na | na | na | na | na | Each | 0 | na | 0 | 0 | 0
1137 | 58-464-1-165 | 197.1 | 3--2 | 0 | ESFR-22, K=22.4, 1" NPT, Early Suppression, Fast Response Pendent Sprinkler | 1" NPT | K=22.4 | 165°F/74°C | Brass | na | Each | 0.46 | na | TY8223 | TPF321 | 50
1138 | 58-464-1-212 | 197.1 | 3--2 | 0 | ESFR-22, K=22.4, 1" NPT, Early Suppression, Fast Response Pendent Sprinkler | 1" NPT | K=22.4 | 212°F (100°C) | Brass | na | Each | 0.46 | na | TY8223 | TPF321 | 50
1139 | 56-872-1-025 | 129.94 | 3--2 | 0 | Sprinkler Wrench W-Type 1 Wrench | na | na | na | na | na | Each | 0 | na | 0 | 0 | 0
1140 | 56-949-1-025 | 40.24 | 3--2 | 0 | EG-25 Sprinkler Guard Red - NPT/ISO Threads | na | na | na | Red | na | Each | 0 | na | 0 | TFP784 | 0
1141 | 56-949-9-025 | 36.92 | 3--2 | 0 | EG-25 Sprinkler Guard Zinc Chromate - NPT/ISO Threads | na | na | na | Zinc Chromate | na | Each | 0 | na | 0 | TFP784 | 0
1142 | 58-488-1-165 | 194.4 | 3--3 | 0 | Rapid Install Sprinkler (RIS) - ESFR-25 RIS K=25.2 | Custom RIS Thread | K=25.2 | 165°F/74°C | Brass | na | Each | 0 | NOTE: RIS Threaded Sprinklers are Special Order | TY9220 | TFP328 | 0
1143 | 58-488-1-212 | 194.4 | 3--3 | 0 | Rapid Install Sprinkler (RIS) - ESFR-25 RIS K=25.2 | Custom RIS Thread | K=25.2 | 212°F (100°C) | Brass | na | Each | 0 | NOTE: RIS Threaded Sprinklers are Special Order | TY9220 | TFP328 | 0
1144 | 58-468-1-165 | 211.14 | 3--3 | 0 | Rapid Install Sprinkler (RIS) - ESFR-22 RIS K=22.4 | Custom RIS Thread | K=22.4 | 165°F/74°C | Brass | na | Each | 0 | NOTE: RIS Threaded Sprinklers are Special Order | TY8220 | TFP327 | 0
1145 | 58-468-1-212 | 211.14 | 3--3 | 0 | Rapid Install Sprinkler (RIS) - ESFR-22 RIS K=22.4 | Custom RIS Thread | K=22.4 | 212°F (100°C) | Brass | na | Each | 0 | NOTE: RIS Threaded Sprinklers are Special Order | TY8220 | TFP327 | 0
1146 | 56-888-0-001 | 59.67 | 3--3 | 0 | Alignment Tool, QI | na | na | na | na | na | Each | 0 | na | 0 | TFP327 | 0
1147 | 56-888-0-200 | 2.7 | 3--3 | Net Price | 2" RIS Thread Weld Fitting | 2" | na | na | na | na | Each | 0 | na | 0 | TFP327 | 0
1148 | 56-888-0-250 | 2.7 | 3--3 | Net Price | 2-1⁄2" RIS Thread Weld Fitting | 2-1/2" | na | na | na | na | Each | 0 | na | 0 | TFP327 | 0
1149 | 56-888-0-300 | 2.7 | 3--3 | Net Price | 3" RIS Thread Weld Fitting | 3" | na | na | na | na | Each | 0 | na | 0 | TFP327 | 0
1150 | 56-888-0-102 | 5.35 | 3--3 | Net Price | RIS Welded Fitting Plug Assembly | na | na | na | na | na | Each | 0 | na | 0 | TFP327 | 0
1151 | 91-448-1-001 | 0.38 | 3--3 | Net Price | 1" RIS Gasket, QI ESFR | 1" | na | na | na | na | Each | 0 | na | 0 | TFP327 | 0
1152 | 56-888-0-002 | 35 | 3--3 | Net Price | RIS Weld Nose Cone | na | na | na | na | na | Each | 0 | na | 0 | TFP327 | 0
1153 | 56-888-0-105 | 14 | 3--3 | Net Price | TF-1 - RIS Threaded Fitting - 1" Female NPT to Female RIS | 1" NPT | na | na | na | na | Each | 0 | na | 0 | TFP743 | 0
1154 | 56-888-0-103 | 9 | 3--3 | Net Price | TF-3 - RIS Threaded Fitting - 1" Male NPT to Female RIS | 1" NPT | na | na | na | na | Each | 0 | na | 0 | TFP741 | 0
1155 | 56-888-0-104 | 13 | 3--3 | Net Price | TF-5 - RIS Threaded Fitting - 1" Female NPT to Male RIS | 1" NPT | na | na | na | na | Each | 0 | na | 0 | TFP742 | 0
1156 | 56-888-0-108 | 14 | 3--3 | Net Price | TF-2 - RIS Threaded Fitting - 1" Female ISO to Female RIS | 1" ISO | na | na | na | na | Each | 0 | na | 0 | TFP743 | 0
1157 | 56-888-0-106 | 9 | 3--3 | Net Price | TF-4 - RIS Threaded Fitting - 1" Male ISO to Female RIS | 1" ISO | na | na | na | na | Each | 0 | na | 0 | TFP741 | 0
1158 | 56-888-0-107 | 13 | 3--3 | Net Price | TF-6 - RIS Threaded Fitting - 1" Female ISO to Male RIS | 1" ISO | na | na | na | na | Each | 0 | na | 0 | TFP742 | 0
1159 | 56-959-1-025 | 35.78 | 3--3 | 0 | EG-25 Sprinkler Guard Red – RIS Threads | na | na | na | Red | na | Each | 0 | na | 0 | TFP784 | 0
1160 | 56-959-9-025 | 32.78 | 3--3 | 0 | EG-25 Sprinkler Guard Zinc Chromate – RIS Threads | na | na | na | Zinc Chromate | na | Each | 0 | na | 0 | TFP784 | 0
1161 | 58-447-1-165 | 163.62 | 3--4 | 0 | ESFR-17, ESFR, Upright Sprinkler | 3/4" NPT | K=16.8 | 165°F (74°C) | Brass | na | Each | 0.4 | na | TY7126 | TFP316 | 50
1162 | 58-447-1-214 | 163.62 | 3--4 | 0 | ESFR-17, ESFR, Upright Sprinkler | 3/4" NPT | K=16.8 | 212°F (100°C) | Brass | na | Each | 0.4 | na | TY7126 | TFP316 | 50
1163 | 56-001-0-686 | 102.46 | 3--4 | 0 | Sprinkler Wrench, W-Type 21 - Model ESFR-17 (Used for SIN TY6226 Only) | na | na | na | na | na | Each | 0 | (Used for SIN TY6226 Only) | 0 | 0 | 0
1164 | 58-457-1-165 | 119.88 | 3--4 | 0 | ESFR-17, ESFR, Pendent Sprinkler | 3/4" NPT | K=16.8 | 165°F (74°C) | Brass | na | Each | 0 | na | TY7223 | TFP317 | 0
1165 | 58-457-1-214 | 119.88 | 3--4 | 0 | ESFR-17, ESFR, Pendent Sprinkler | 3/4" NPT | K=16.8 | 212°F (100°C) | Brass | na | Each | 0 | na | TY7223 | TFP317 | 0
1166 | 56-463-1-001D | 170.58 | 3--4 | 0 | Sprinkler Wrench, W-Type 35 ESFR-17 Pendent | na | na | na | na | na | Each | 0 | na | 0 | 0 | 0
1167 | 58-462-1-155 | 119.88 | 3--5 | 0 | ESFR-17, ESFR, Pendent Sprinkler, 3mm Bulb | 3/4" NPT | K=16.8 | 155°F/68°C | Brass | na | Each | 0 | na | TY7236 | TFP322 | 50
1168 | 58-462-1-205 | 119.88 | 3--5 | 0 | ESFR-17, ESFR, Pendent Sprinkler, 3mm Bulb | 3/4" NPT | K=16.8 | 205°F/96°C | Brass | na | Each | 0 | na | TY7236 | TFP322 | 50
1169 | 58-463-1-155 | POA | 3--5 | 0 | ESFR-17, ESFR, Pendent Sprinkler, 3mm Bulb | ISO Thread | K=16.8 | 155°F/68°C | Brass | na | Each | 0 | na | TY7236 | TFP322 | 50
1170 | 58-463-1-205 | POA | 3--5 | 0 | ESFR-17, ESFR, Pendent Sprinkler, 3mm Bulb | ISO Thread | K=16.8 | 205°F/96°C | Brass | na | Each | 0 | na | TY7236 | TFP322 | 50
1171 | 56-463-1-001 | 170.58 | 3--5 | 0 | Sprinkler Wrench, W-Type 35 ESFR-17 Pendent | na | na | na | na | na | Each | 0 | na | 0 | 0 | 0
1172 | 61-441-1-360 | 2345.76 | 3--5 | 0 | ESFR-17, ESFR, Dry-Type, Pendent Sprinkler | 1-1/4" NPT, 2" Grooved | K=16.8 | 165°F (74°C) | Brass | na | Each | 0 | (Note: includes two insulating | TY7229 | TFP320 | 0
1173 | 61-442-1-360 | 2345.76 | 3--5 | 0 | ESFR-17, ESFR, Dry-Type, Pendent Sprinkler | 1-1/4" NPT, 2" Grooved | K=16.8 | 212°F (100°C) | Brass | na | Each | 0 | (Note: includes two insulating | TY7229 | TFP320 | 0
1174 | I61-441-1-360 | POA | 3--5 | 0 | ESFR-17, ESFR, Dry-Type, Pendent Sprinkler | ISO Thread | K=16.8 | 165°F (74°C) | Brass | na | Each | 0 | Note- ISO Threaded Sprinklers are Special Order. | 0 | 0 | 0
1175 | I61-442-1-360 | POA | 3--5 | 0 | ESFR-17, ESFR, Dry-Type, Pendent Sprinkler | ISO Thread | K=16.8 | 212°F (100°C) | Brass | na | Each | 0 | Note- ISO Threaded Sprinklers are Special Order. | 0 | 0 | 0
1176 | 61-441-1-300 | 2345.76 | 3--5 | 0 | ESFR-17, ESFR, Dry-Type, Pendent Sprinkler, 30" | 1-1/4" NPT, 2" Grooved | K=16.8 | 165°F (74°C) | Brass | na | Each | 0 | Includes two insulating | TY7229 | TFP320 | 0
1177 | 61-442-1-300 | 2345.76 | 3--5 | 0 | ESFR-17, ESFR, Dry-Type, Pendent Sprinkler, 30" | 1-1/4" NPT, 2" Grooved | K=16.8 | 212°F (100°C) | Brass | na | Each | 0 | Includes two insulating | TY7229 | TFP320 | 0
1178 | 61-441-1-230 | 2345.76 | 3--5 | 0 | ESFR-17, ESFR, Dry-Type, Pendent Sprinkler, 23" | 1-1/4" NPT, 2" Grooved | K=16.8 | 165°F (74°C) | Brass | na | Each | 0 | Includes two insulating | TY7229 | TFP320 | 0
1179 | 61-442-1-230 | 2345.76 | 3--5 | 0 | ESFR-17, ESFR, Dry-Type, Pendent Sprinkler, 23" | 1-1/4" NPT, 2" Grooved | K=16.8 | 212°F (100°C) | Brass | na | Each | 0 | Includes two insulating | TY7229 | TFP320 | 0
1180 | 91-106-1-500 | 106.76 | 3--5 | 0 | Replacement Insulating Sealing Assembly | na | na | na | na | na | Each | 0 | na | 0 | TFP320 | 0
1181 | 56-341-1-001 | 129.94 | 3--5 | 0 | Sprinkler Wrench W-Type 26 | na | na | na | na | na | Each | 0 | na | 0 | 0 | 0
1182 | 58-449-1-155 | 93.69 | 3--6 | 0 | ESFR-14, Pendent Sprinkler | 3/4" NPT | K=14.0 | 155°F/68°C | Brass | na | Each | 0.42 | na | TY6236 | TFP319 | 50
1183 | 58-449-1-200 | 93.69 | 3--6 | 0 | ESFR-14, Pendent Sprinkler | 3/4" NPT | K=14.0 | 200°F/93°C | Brass | na | Each | 0.42 | na | TY6236 | TFP319 | 50
1184 | 56-462-1-001 | 161.99 | 3--6 | 0 | Sprinkler Wrench W-Type 34 ESFR Pendent | na | na | na | na | na | Each | 0 | na | 0 | 0 | 0
1185 | 51-887-1-155 | 156.06 | 3--6 | 0 | Ultra K17, Thread Specific Appl Upright Sprinkler | 3/4" NPT | K=16.8 | 155°F/68°C | Brass | na | Each | 0.31 | na | TY7153 | TFP330 | 100
1186 | 51-887-1-200 | 156.06 | 3--6 | 0 | Ultra K17, Thread Specific Appl Upright Sprinkler | 3/4" NPT | K=16.8 | 200°F/93°C | Brass | na | Each | 0.31 | na | TY7153 | TFP330 | 100
1187 | 51-887-1-286 | POA | 3--6 | 0 | Ultra K17, Thread Specific Appl Upright Sprinkler | 3/4" NPT | K=16.8 | 286°F/141°C | Brass | na | Each | 0.31 | na | TY7153 | TFP330 | 100
1188 | 56-892-1-001 | 170.58 | 3--6 | 0 | Sprinkler Wrench W-Type 8 Wrench | na | na | na | na | na | Each | 0 | na | 0 | 0 | 0
1189 | 51-888-1-155 | 85.86 | 3--7 | 0 | Model K17-231, Upright Sprinkler | 3/4" NPT | K=16.8 | 155°F/68°C | Brass | na | Each | 0.31 | na | TY7151 | TFP332 | 100
1190 | 51-888-1-200 | 85.86 | 3--7 | 0 | Model K17-231, Upright Sprinkler | 3/4" NPT | K=16.8 | 200°F/93°C | Brass | na | Each | 0.31 | na | TY7151 | TFP332 | 100
1191 | 51-888-1-286 | 85.86 | 3--7 | 0 | Model K17-231, Upright Sprinkler | 3/4" NPT | K=16.8 | 286°F/141°C | Brass | na | Each | 0.31 | na | TY7151 | TFP332 | 100
1192 | 56-892-1-001 | 170.58 | 3--7 | 0 | Sprinkler Wrench W-Type 8 Wrench | na | na | na | na | na | Each | 0 | na | 0 | 0 | 0
1193 | 51-889-1-155 | 83.97 | 3--7 | 0 | Model K17-231, Pendent Sprinkler | 3/4" NPT | K=16.8 | 155°F/68°C | Brass | na | Each | 0.27 | na | TY7251 | TFP332 | 100
1194 | 51-889-1-200 | 83.97 | 3--7 | 0 | Model K17-231, Pendent Sprinkler | 3/4" NPT | K=16.8 | 200°F/93°C | Brass | na | Each | 0.27 | na | TY7251 | TFP332 | 100
1195 | 51-889-1-286 | 83.97 | 3--7 | 0 | Model K17-231, Pendent Sprinkler | 3/4" NPT | K=16.8 | 286°F/141°C | Brass | na | Each | 0.27 | na | TY7251 | TFP332 | 100
1196 | 56-892-1-001 | 170.58 | 3--7 | 0 | Sprinkler Wrench W-Type 8 Wrench | na | na | na | na | na | Each | 0 | na | 0 | 0 | 0
1197 | 50-110-1-165 | 87.21 | 3--8 | 0 | Model ELO-231 Upright Sprinklers | 3/4" NPT | K=11.2 | 165°F/74°C | Brass | na | Each | 0.33 | na | TY5111 | TFP340 | 100
1198 | 50-112-1-165 | 87.21 | 3--8 | 0 | Model ELO-231 Pendent Sprinklers | 3/4" NPT | K=11.2 | 165°F/74°C | Brass | na | Each | 0.31 | na | TY5211 | TFP340 | 100
1199 | 50-110-1-212 | 87.21 | 3--8 | 0 | Model ELO-231 Upright Sprinklers | 3/4" NPT | K=11.2 | 212°F/100°C | Brass | na | Each | 0.33 | na | TY5111 | TFP340 | 100
1200 | 50-112-1-212 | 87.21 | 3--8 | 0 | Model ELO-231 Pendent Sprinklers | 3/4" NPT | K=11.2 | 212°F/100°C | Brass | na | Each | 0.31 | na | TY5211 | TFP340 | 100
1201 | 50-110-1-286 | 87.21 | 3--8 | 0 | Model ELO-231 Upright Sprinklers | 3/4" NPT | K=11.2 | 286°F/141°C | Brass | na | Each | 0.33 | na | TY5111 | TFP340 | 100
1202 | 50-112-1-286 | 87.21 | 3--8 | 0 | Model ELO-231 Pendent Sprinklers | 3/4" NPT | K=11.2 | 286°F/141°C | Brass | na | Each | 0.31 | na | TY5211 | TFP340 | 100
1203 | 50-110-9-165 | 142.02 | 3--8 | 0 | Model ELO-231 Pendent Sprinklers | 3/4" NPT | K=11.2 | 165°F/74°C | Chrome Plated | na | Each | 0.33 | na | TY5211 | TFP340 | 100
1204 | 50-112-9-165 | 142.02 | 3--8 | 0 | Model ELO-231 Pendent Sprinklers | 3/4" NPT | K=11.2 | 165°F/74°C | Chrome Plated | na | Each | 0.31 | na | TY5211 | TFP340 | 100
1205 | 50-110-9-212 | 142.02 | 3--8 | 0 | Model ELO-231 Pendent Sprinklers | 3/4" NPT | K=11.2 | 212°F/100°C | Chrome Plated | na | Each | 0.33 | na | TY5211 | TFP340 | 100
1206 | 50-112-9-212 | 142.02 | 3--8 | 0 | Model ELO-231 Pendent Sprinklers | 3/4" NPT | K=11.2 | 212°F/100°C | Chrome Plated | na | Each | 0.31 | na | TY5211 | TFP340 | 100
1207 | 50-110-9-286 | 142.02 | 3--8 | 0 | Model ELO-231 Pendent Sprinklers | 3/4" NPT | K=11.2 | 286°F/141°C | Chrome Plated | na | Each | 0.33 | na | TY5211 | TFP340 | 100
1208 | 50-112-9-286 | 142.02 | 3--8 | 0 | Model ELO-231 Pendent Sprinklers | 3/4" NPT | K=11.2 | 286°F/141°C | Chrome Plated | na | Each | 0.31 | na | TY5211 | TFP340 | 100
1209 | 50-110-7-165 | 198.18 | 3--8 | 0 | Model ELO-231 Upright Sprinklers | 3/4" NPT | K=11.2 | 155°F/68°C | Lead Coated | na | Each | 0.33 | na | TY5111 | TFP340 | 100
1210 | 50-112-7-165 | 198.18 | 3--8 | 0 | Model ELO-231 Pendent Sprinklers | 3/4" NPT | K=11.2 | 155°F/68°C | Lead Coated | na | Each | 0.31 | na | TY5211 | TFP340 | 100
1211 | 50-110-7-212 | 198.18 | 3--8 | 0 | Model ELO-231 Upright Sprinklers | 3/4" NPT | K=11.2 | 200°F/93°C | Lead Coated | na | Each | 0.33 | na | TY5111 | TFP340 | 100
1212 | 50-112-7-212 | 198.18 | 3--8 | 0 | Model ELO-231 Pendent Sprinklers | 3/4" NPT | K=11.2 | 200°F/93°C | Lead Coated | na | Each | 0.31 | na | TY5211 | TFP340 | 100
1213 | 50-110-7-286 | 198.18 | 3--8 | 0 | Model ELO-231 Upright Sprinklers | 3/4" NPT | K=11.2 | 286°F/141°C | Lead Coated | na | Each | 0.33 | na | TY5111 | TFP340 | 100
1214 | 50-112-7-286 | 198.18 | 3--8 | 0 | Model ELO-231 Pendent Sprinklers | 3/4" NPT | K=11.2 | 286°F/141°C | Lead Coated | na | Each | 0.31 | na | TY5211 | TFP340 | 100
1215 | 50-110-6-165 | 181.44 | 3--8 | 0 | Model ELO-231 Upright Sprinklers | 3/4" NPT | K=11.2 | 155°F/68°C | Wax Coated | na | Each | 0.33 | na | TY5111 | TFP340 | 100
1216 | 50-112-6-165 | 181.44 | 3--8 | 0 | Model ELO-231 Pendent Sprinklers | 3/4" NPT | K=11.2 | 155°F/68°C | Wax Coated | na | Each | 0.31 | na | TY5211 | TFP340 | 100
1217 | 50-110-6-212 | 181.44 | 3--8 | 0 | Model ELO-231 Upright Sprinklers | 3/4" NPT | K=11.2 | 200°F/93°C | Wax Coated | na | Each | 0.33 | na | TY5111 | TFP340 | 100
1218 | 50-112-6-212 | 181.44 | 3--8 | 0 | Model ELO-231 Pendent Sprinklers | 3/4" NPT | K=11.2 | 200°F/93°C | Wax Coated | na | Each | 0.31 | na | TY5211 | TFP340 | 100
1219 | 50-110-6-286 | 181.44 | 3--8 | 0 | Model ELO-231 Upright Sprinklers | 3/4" NPT | K=11.2 | 286°F/141°C | Wax Coated | na | Each | 0.33 | na | TY5111 | TFP340 | 100
1220 | 50-112-6-286 | 181.44 | 3--8 | 0 | Model ELO-231 Pendent Sprinklers | 3/4" NPT | K=11.2 | 286°F/141°C | Wax Coated | na | Each | 0.31 | na | TY5211 | TFP340 | 100
1221 | 50-110-8-165 | 294.84 | 3--8 | 0 | Model ELO-231 Upright Sprinklers | 3/4" NPT | K=11.2 | 155°F/68°C | Wax over Lead | na | Each | 0.33 | na | TY5111 | TFP340 | 100
1222 | 50-112-8-165 | 294.84 | 3--8 | 0 | Model ELO-231 Pendent Sprinklers | 3/4" NPT | K=11.2 | 155°F/68°C | Wax over Lead | na | Each | 0.31 | na | TY5211 | TFP340 | 100
1223 | 50-110-8-212 | 294.84 | 3--8 | 0 | Model ELO-231 Upright Sprinklers | 3/4" NPT | K=11.2 | 200°F/93°C | Wax over Lead | na | Each | 0.33 | na | TY5111 | TFP340 | 100
1224 | 50-112-8-212 | 294.84 | 3--8 | 0 | Model ELO-231 Pendent Sprinklers | 3/4" NPT | K=11.2 | 200°F/93°C | Wax over Lead | na | Each | 0.31 | na | TY5211 | TFP340 | 100
1225 | 50-110-8-286 | 294.84 | 3--8 | 0 | Model ELO-231 Upright Sprinklers | 3/4" NPT | K=11.2 | 286°F/141°C | Wax over Lead | na | Each | 0.33 | na | TY5111 | TFP340 | 100
1226 | 50-112-8-286 | 294.84 | 3--8 | 0 | Model ELO-231 Pendent Sprinklers | 3/4" NPT | K=11.2 | 286°F/141°C | Wax over Lead | na | Each | 0.31 | na | TY5211 | TFP340 | 100
1227 | 50-210-1-165 | 133.38 | 3--8 | 0 | Model ELO-231 Upright Sprinklers | 1/2" NPT | K=11.2 | 165°F/74°C | Brass | na | Each | 0.33 | na | TY5811 | TFP340 | 100
1228 | 50-210-1-212 | 133.38 | 3--8 | 0 | Model ELO-231 Upright Sprinklers | 1/2" NPT | K=11.2 | 200°F/93°C | Brass | na | Each | 0.33 | na | TY5811 | TFP340 | 100
1229 | 50-210-1-286 | 133.38 | 3--8 | 0 | Model ELO-231 Upright Sprinklers | 1/2" NPT | K=11.2 | 286°F/141°C | Brass | na | Each | 0.33 | na | TY5811 | TFP340 | 100
1230 | 50-210-9-165 | 189 | 3--8 | 0 | Model ELO-231 Upright Sprinklers | 1/2" NPT | K=11.2 | 165°F/74°C | Chrome Plated | na | Each | 0.33 | na | TY5811 | TFP340 | 100
1231 | 50-210-9-212 | 189 | 3--8 | 0 | Model ELO-231 Upright Sprinklers | 1/2" NPT | K=11.2 | 212°F/100°C | Chrome Plated | na | Each | 0.33 | na | TY5811 | TFP340 | 100
1232 | 50-210-9-286 | 189 | 3--8 | 0 | Model ELO-231 Upright Sprinklers | 1/2" NPT | K=11.2 | 286°F/141°C | Chrome Plated | na | Each | 0.33 | na | TY5811 | TFP340 | 100
1233 | 50-210-7-165 | 244.08 | 3--8 | 0 | Model ELO-231 Upright Sprinklers | 1/2" NPT | K=11.2 | 165°F/74°C | Lead Coated | na | Each | 0.33 | na | TY5811 | TFP340 | 100
1234 | 50-210-7-212 | 244.08 | 3--8 | 0 | Model ELO-231 Upright Sprinklers | 1/2" NPT | K=11.2 | 212°F/100°C | Lead Coated | na | Each | 0.33 | na | TY5811 | TFP340 | 100
1235 | 50-210-7-286 | 244.08 | 3--8 | 0 | Model ELO-231 Upright Sprinklers | 1/2" NPT | K=11.2 | 286°F/141°C | Lead Coated | na | Each | 0.33 | na | TY5811 | TFP340 | 100
1236 | 50-210-6-165 | 227.34 | 3--8 | 0 | Model ELO-231 Upright Sprinklers | 1/2" NPT | K=11.2 | 165°F/74°C | Wax Coated | na | Each | 0.33 | na | TY5811 | TFP340 | 100
1237 | 50-210-6-212 | 227.34 | 3--8 | 0 | Model ELO-231 Upright Sprinklers | 1/2" NPT | K=11.2 | 212°F/100°C | Wax Coated | na | Each | 0.33 | na | TY5811 | TFP340 | 100
1238 | 50-210-6-286 | 227.34 | 3--8 | 0 | Model ELO-231 Upright Sprinklers | 1/2" NPT | K=11.2 | 286°F/141°C | Wax Coated | na | Each | 0.33 | na | TY5811 | TFP340 | 100
1239 | 50-210-8-165 | 339.12 | 3--8 | 0 | Model ELO-231 Upright Sprinklers | 1/2" NPT | K=11.2 | 165°F/74°C | Wax over Lead | na | Each | 0.33 | na | TY5811 | TFP340 | 100
1240 | 50-210-8-212 | 339.12 | 3--8 | 0 | Model ELO-231 Upright Sprinklers | 1/2" NPT | K=11.2 | 212°F/100°C | Wax over Lead | na | Each | 0.33 | na | TY5811 | TFP340 | 100
1241 | 50-210-8-286 | 339.12 | 3--8 | 0 | Model ELO-231 Upright Sprinklers | 1/2" NPT | K=11.2 | 286°F/141°C | Wax over Lead | na | Each | 0.33 | na | TY5811 | TFP340 | 100
1242 | 56-895-1-001 | 139.67 | 3--8 | 0 | Sprinkler Wrench W-Type 3 Wrench | na | na | na | na | na | Each | 0 | BB1 17/32, EC-11, EC-14, EC-8, ELO SW-20, ELO SW-24, ELO-231, ELO-231, B, ELO-231 FRB, EPEC, | 0 | 0 | 0
1243 | 50-510-1-155 | 84.51 | 3--9 | 0 | Model ELO-231B Upright Sprinklers | 3/4" NPT | K=11.2 | 155°F/68°C | Brass | na | Each | 0.33 | na | TY5151 | TFP342 | 100
1244 | 50-512-1-155 | 84.51 | 3--9 | 0 | Model ELO-231B Pendent Sprinklers | 3/4" NPT | K=11.2 | 155°F/68°C | Brass | na | Each | 0.31 | na | TY5251 | TFP342 | 100
1245 | 50-510-1-200 | 84.51 | 3--9 | 0 | Model ELO-231B Upright Sprinklers | 3/4" NPT | K=11.2 | 200°F/93°C | Brass | na | Each | 0.33 | na | TY5151 | TFP342 | 100
1246 | 50-512-1-200 | 84.51 | 3--9 | 0 | Model ELO-231B Pendent Sprinklers | 3/4" NPT | K=11.2 | 200°F/93°C | Brass | na | Each | 0.31 | na | TY5251 | TFP342 | 100
1247 | 50-510-1-286 | 84.51 | 3--9 | 0 | Model ELO-231B Upright Sprinklers | 3/4" NPT | K=11.2 | 286°F/141°C | Brass | na | Each | 0.33 | na | TY5151 | TFP342 | 100
1248 | 50-512-1-286 | 84.51 | 3--9 | 0 | Model ELO-231B Pendent Sprinklers | 3/4" NPT | K=11.2 | 286°F/141°C | Brass | na | Each | 0.31 | na | TY5251 | TFP342 | 100
1249 | 50-510-9-155 | 137.16 | 3--9 | 0 | Model ELO-231B Upright Sprinklers | 3/4" NPT | K=11.2 | 155°F/68°C | Chrome Plated | na | Each | 0.33 | na | TY5151 | TFP342 | 100
1250 | 50-512-9-155 | 137.16 | 3--9 | 0 | Model ELO-231B Pendent Sprinklers | 3/4" NPT | K=11.2 | 155°F/68°C | Chrome Plated | na | Each | 0.31 | na | TY5251 | TFP342 | 100
1251 | 50-510-9-200 | 137.16 | 3--9 | 0 | Model ELO-231B Upright Sprinklers | 3/4" NPT | K=11.2 | 200°F/93°C | Chrome Plated | na | Each | 0.33 | na | TY5151 | TFP342 | 100
1252 | 50-512-9-200 | 137.16 | 3--9 | 0 | Model ELO-231B Pendent Sprinklers | 3/4" NPT | K=11.2 | 200°F/93°C | Chrome Plated | na | Each | 0.31 | na | TY5251 | TFP342 | 100
1253 | 50-510-9-286 | 137.16 | 3--9 | 0 | Model ELO-231B Upright Sprinklers | 3/4" NPT | K=11.2 | 286°F/141°C | Chrome Plated | na | Each | 0.33 | na | TY5151 | TFP342 | 100
1254 | 50-512-9-286 | 137.16 | 3--9 | 0 | Model ELO-231B Pendent Sprinklers | 3/4" NPT | K=11.2 | 286°F/141°C | Chrome Plated | na | Each | 0.31 | na | TY5251 | TFP342 | 100
1255 | 50-510-7-155 | 198.18 | 3--9 | 0 | Model ELO-231B Upright Sprinklers | 3/4" NPT | K=11.2 | 155°F/68°C | Lead Coated | na | Each | 0.33 | na | TY5151 | TFP342 | 100
1256 | 50-512-7-155 | 198.18 | 3--9 | 0 | Model ELO-231B Pendent Sprinklers | 3/4" NPT | K=11.2 | 155°F/68°C | Lead Coated | na | Each | 0.31 | na | TY5251 | TFP342 | 100
1257 | 50-510-7-200 | 198.18 | 3--9 | 0 | Model ELO-231B Upright Sprinklers | 3/4" NPT | K=11.2 | 200°F/93°C | Lead Coated | na | Each | 0.33 | na | TY5151 | TFP342 | 100
1258 | 50-512-7-200 | 198.18 | 3--9 | 0 | Model ELO-231B Pendent Sprinklers | 3/4" NPT | K=11.2 | 200°F/93°C | Lead Coated | na | Each | 0.31 | na | TY5251 | TFP342 | 100
1259 | 50-510-7-286 | 198.18 | 3--9 | 0 | Model ELO-231B Upright Sprinklers | 3/4" NPT | K=11.2 | 286°F/141°C | Lead Coated | na | Each | 0.33 | na | TY5151 | TFP342 | 100
1260 | 50-512-7-286 | 198.18 | 3--9 | 0 | Model ELO-231B Pendent Sprinklers | 3/4" NPT | K=11.2 | 286°F/141°C | Lead Coated | na | Each | 0.31 | na | TY5251 | TFP342 | 100
1261 | 50-510-6-155 | 181.44 | 3--9 | 0 | Model ELO-231B Upright Sprinklers | 3/4" NPT | K=11.2 | 155°F/68°C | Wax Coated | na | Each | 0.33 | na | TY5151 | TFP342 | 100
1262 | 50-512-6-155 | 181.44 | 3--9 | 0 | Model ELO-231B Pendent Sprinklers | 3/4" NPT | K=11.2 | 155°F/68°C | Wax Coated | na | Each | 0.31 | na | TY5251 | TFP342 | 100
1263 | 50-510-6-200 | 181.44 | 3--9 | 0 | Model ELO-231B Upright Sprinklers | 3/4" NPT | K=11.2 | 200°F/93°C | Wax Coated | na | Each | 0.33 | na | TY5151 | TFP342 | 100
1264 | 50-512-6-200 | 181.44 | 3--9 | 0 | Model ELO-231B Pendent Sprinklers | 3/4" NPT | K=11.2 | 200°F/93°C | Wax Coated | na | Each | 0.31 | na | TY5251 | TFP342 | 100
1265 | 50-510-6-286 | 181.44 | 3--9 | 0 | Model ELO-231B Upright Sprinklers | 3/4" NPT | K=11.2 | 286°F/141°C | Wax Coated | na | Each | 0.33 | na | TY5151 | TFP342 | 100
1266 | 50-512-6-286 | 181.44 | 3--9 | 0 | Model ELO-231B Pendent Sprinklers | 3/4" NPT | K=11.2 | 286°F/141°C | Wax Coated | na | Each | 0.31 | na | TY5251 | TFP342 | 100
1267 | 50-510-8-155 | 294.84 | 3--9 | 0 | Model ELO-231B Upright Sprinklers | 3/4" NPT | K=11.2 | 155°F/68°C | Wax over Lead | na | Each | 0.33 | na | TY5151 | TFP342 | 100
1268 | 50-512-8-155 | 294.84 | 3--9 | 0 | Model ELO-231B Pendent Sprinklers | 3/4" NPT | K=11.2 | 155°F/68°C | Wax over Lead | na | Each | 0.31 | na | TY5251 | TFP342 | 100
1269 | 50-510-8-200 | 294.84 | 3--9 | 0 | Model ELO-231B Upright Sprinklers | 3/4" NPT | K=11.2 | 200°F/93°C | Wax over Lead | na | Each | 0.33 | na | TY5151 | TFP342 | 100
1270 | 50-512-8-200 | 294.84 | 3--9 | 0 | Model ELO-231B Pendent Sprinklers | 3/4" NPT | K=11.2 | 200°F/93°C | Wax over Lead | na | Each | 0.31 | na | TY5251 | TFP342 | 100
1271 | 50-510-8-286 | 294.84 | 3--9 | 0 | Model ELO-231B Upright Sprinklers | 3/4" NPT | K=11.2 | 286°F/141°C | Wax over Lead | na | Each | 0.33 | na | TY5151 | TFP342 | 100
1272 | 50-512-8-286 | 294.84 | 3--9 | 0 | Model ELO-231B Pendent Sprinklers | 3/4" NPT | K=11.2 | 286°F/141°C | Wax over Lead | na | Each | 0.31 | na | TY5251 | TFP342 | 100
1273 | 50-501-1-155 | 124.2 | 3--9 | 0 | Model ELO-231B Upright Sprinklers | 1/2" NPT | K=11.2 | 155°F/68°C | Brass | na | Each | 0.33 | na | TY5851 | TFP342 | 100
1274 | 50-501-1-200 | 124.2 | 3--9 | 0 | Model ELO-231B Upright Sprinklers | 1/2" NPT | K=11.2 | 200°F/93°C | Brass | na | Each | 0.33 | na | TY5851 | TFP342 | 100
1275 | 50-501-1-286 | 124.2 | 3--9 | 0 | Model ELO-231B Upright Sprinklers | 1/2" NPT | K=11.2 | 286°F/141°C | Brass | na | Each | 0.33 | na | TY5851 | TFP342 | 100
1276 | 50-501-9-155 | 179.28 | 3--9 | 0 | Model ELO-231B Upright Sprinklers | 1/2" NPT | K=11.2 | 155°F/68°C | Chrome Plated | na | Each | 0.33 | na | TY5851 | TFP342 | 100
1277 | 50-501-9-200 | 179.28 | 3--9 | 0 | Model ELO-231B Upright Sprinklers | 1/2" NPT | K=11.2 | 200°F/93°C | Chrome Plated | na | Each | 0.33 | na | TY5851 | TFP342 | 100
1278 | 50-501-9-286 | 179.28 | 3--9 | 0 | Model ELO-231B Upright Sprinklers | 1/2" NPT | K=11.2 | 286°F/141°C | Chrome Plated | na | Each | 0.33 | na | TY5851 | TFP342 | 100
1279 | 50-501-7-155 | 239.22 | 3--9 | 0 | Model ELO-231B Upright Sprinklers | 1/2" NPT | K=11.2 | 155°F/68°C | Lead Coated | na | Each | 0.33 | na | TY5851 | TFP342 | 100
1280 | 50-501-7-200 | 239.22 | 3--9 | 0 | Model ELO-231B Upright Sprinklers | 1/2" NPT | K=11.2 | 200°F/93°C | Lead Coated | na | Each | 0.33 | na | TY5851 | TFP342 | 100
1281 | 50-501-7-286 | 239.22 | 3--9 | 0 | Model ELO-231B Upright Sprinklers | 1/2" NPT | K=11.2 | 286°F/141°C | Lead Coated | na | Each | 0.33 | na | TY5851 | TFP342 | 100
1282 | 50-501-6-155 | 223.02 | 3--9 | 0 | Model ELO-231B Upright Sprinklers | 1/2" NPT | K=11.2 | 155°F/68°C | Wax Coated | na | Each | 0.33 | na | TY5851 | TFP342 | 100
1283 | 50-501-6-200 | 223.02 | 3--9 | 0 | Model ELO-231B Upright Sprinklers | 1/2" NPT | K=11.2 | 200°F/93°C | Wax Coated | na | Each | 0.33 | na | TY5851 | TFP342 | 100
1284 | 50-501-6-286 | 223.02 | 3--9 | 0 | Model ELO-231B Upright Sprinklers | 1/2" NPT | K=11.2 | 286°F/141°C | Wax Coated | na | Each | 0.33 | na | TY5851 | TFP342 | 100
1285 | 50-501-8-155 | 335.34 | 3--9 | 0 | Model ELO-231B Upright Sprinklers | 1/2" NPT | K=11.2 | 155°F/68°C | Wax over Lead | na | Each | 0.33 | na | TY5851 | TFP342 | 100
1286 | 50-501-8-200 | 335.34 | 3--9 | 0 | Model ELO-231B Upright Sprinklers | 1/2" NPT | K=11.2 | 200°F/93°C | Wax over Lead | na | Each | 0.33 | na | TY5851 | TFP342 | 100
1287 | 50-501-8-286 | 335.34 | 3--9 | 0 | Model ELO-231B Upright Sprinklers | 1/2" NPT | K=11.2 | 286°F/141°C | Wax over Lead | na | Each | 0.33 | na | TY5851 | TFP342 | 100
1288 | 56-895-1-001 | 139.67 | 3--9 | 0 | Sprinkler Wrench W-Type 3 Wrench | na | na | na | na | na | Each | 0 | BB1 17/32, EC-11, EC-14, EC-8, ELO SW-20, ELO SW-24, ELO-231, ELO-231, B, ELO-231 FRB, EPEC, | 0 | 0 | 0
1289 | 50-500-1-155 | 120.96 | 3--10 | 0 | ELO-231 FRB Upright Sprinklers | 3/4" NPT | K=11.2 | 155°F/68°C | Brass | na | Each | 0.32 | na | TY5131 | TFP344 | 100
1290 | 50-502-1-155 | 120.96 | 3--10 | 0 | ELO-231 FRB Pendent Sprinklers | 3/4" NPT | K=11.2 | 155°F/68°C | Brass | na | Each | 0.32 | na | TY5231 | TFP344 | 100
1291 | 50-500-1-200 | 120.96 | 3--10 | 0 | ELO-231 FRB Upright Sprinklers | 3/4" NPT | K=11.2 | 200°F/93°C | Brass | na | Each | 0.32 | na | TY5131 | TFP344 | 100
1292 | 50-502-1-200 | 120.96 | 3--10 | 0 | ELO-231 FRB Pendent Sprinklers | 3/4" NPT | K=11.2 | 200°F/93°C | Brass | na | Each | 0.32 | na | TY5231 | TFP344 | 100
1293 | 50-500-1-286 | 120.96 | 3--10 | 0 | ELO-231 FRB Upright Sprinklers | 3/4" NPT | K=11.2 | 286°F/141°C | Brass | na | Each | 0.32 | na | TY5131 | TFP344 | 100
1294 | 50-502-1-286 | 120.96 | 3--10 | 0 | ELO-231 FRB Pendent Sprinklers | 3/4" NPT | K=11.2 | 286°F/141°C | Brass | na | Each | 0.32 | na | TY5231 | TFP344 | 100
1295 | 50-500-9-155 | 142.02 | 3--10 | 0 | ELO-231 FRB Pendent Sprinklers | 3/4" NPT | K=11.2 | 155°F/68°C | Chrome Plated | na | Each | 0.32 | na | TY5231 | TFP344 | 100
1296 | 50-502-9-155 | 142.02 | 3--10 | 0 | ELO-231 FRB Pendent Sprinklers | 3/4" NPT | K=11.2 | 155°F/68°C | Chrome Plated | na | Each | 0.32 | na | TY5231 | TFP344 | 100
1297 | 50-500-9-200 | 142.02 | 3--10 | 0 | ELO-231 FRB Pendent Sprinklers | 3/4" NPT | K=11.2 | 200°F/93°C | Chrome Plated | na | Each | 0.32 | na | TY5231 | TFP344 | 100
1298 | 50-502-9-200 | 142.02 | 3--10 | 0 | ELO-231 FRB Pendent Sprinklers | 3/4" NPT | K=11.2 | 200°F/93°C | Chrome Plated | na | Each | 0.32 | na | TY5231 | TFP344 | 100
1299 | 50-500-9-286 | 142.02 | 3--10 | 0 | ELO-231 FRB Pendent Sprinklers | 3/4" NPT | K=11.2 | 286°F/141°C | Chrome Plated | na | Each | 0.32 | na | TY5231 | TFP344 | 100
1300 | 50-502-9-286 | 142.02 | 3--10 | 0 | ELO-231 FRB Pendent Sprinklers | 3/4" NPT | K=11.2 | 286°F/141°C | Chrome Plated | na | Each | 0.32 | na | TY5231 | TFP344 | 100
1301 | 56-895-1-001 | 139.67 | 3--10 | 0 | Sprinkler Wrench W-Type 3 Wrench | na | na | na | na | na | Each | 0 | BB1 17/32, EC-11, EC-14, EC-8, ELO SW-20, ELO SW-24, ELO-231, ELO-231, B, ELO-231 FRB, EPEC, | 0 | 0 | 0
1302 | 50-400-2-155 | 133.38 | 3--10 | 0 | LD Large Drop Upright Sprinklers | 3/4" NPT | K=11.2 | 155°F/68°C | Brass | na | Each | 0.32 | na | TY5153 | TFP335 | 100
1303 | 50-400-2-200 | 133.38 | 3--10 | 0 | LD Large Drop Upright Sprinklers | 3/4" NPT | K=11.2 | 200°F/93°C | Brass | na | Each | 0.32 | na | TY5153 | TFP335 | 100
1304 | 50-400-2-286 | 133.38 | 3--10 | 0 | LD Large Drop Upright Sprinklers | 3/4" NPT | K=11.2 | 286°F/141°C | Brass | na | Each | 0.32 | na | TY5153 | TFP335 | 100
1305 | 56-895-1-001 | 139.67 | 3--10 | 0 | Sprinkler Wrench W-Type 3 Wrench | na | na | na | na | na | Each | 0 | BB1 17/32, EC-11, EC-14, EC-8, ELO SW-20, ELO SW-24, ELO-231, ELO-231, B, ELO-231 FRB, EPEC, | 0 | 0 | 0
1306 | 57-533-1-135 | 59.13 | 3--11 | 0 | TY-B, 5mm Bulb, Int Lvl Upright Sprinkler w/Shield | 1/2" NPT | K=5.6 | 135°F/57°C | Brass | na | Each | 0.56 | na | TY3153 | TFP351 | 50
1307 | 57-533-1-155 | 59.13 | 3--11 | 0 | TY-B, 5mm Bulb, Int Lvl Upright Sprinkler w/Shield | 1/2" NPT | K=5.6 | 155°F/68°C | Brass | na | Each | 0.56 | na | TY3251 | TFP351 | 50
1308 | 57-533-1-175 | 59.13 | 3--11 | 0 | TY-B, 5mm Bulb, Int Lvl Upright Sprinkler w/Shield | 1/2" NPT | K=5.6 | 175°F/79°C | Brass | na | Each | 0.56 | na | TY3153 | TFP351 | 50
1309 | 57-533-1-200 | 59.13 | 3--11 | 0 | TY-B, 5mm Bulb, Int Lvl Upright Sprinkler w/Shield | 1/2" NPT | K=5.6 | 200°F/93°C | Brass | na | Each | 0.56 | na | TY3251 | TFP351 | 50
1310 | 57-533-1-286 | 59.13 | 3--11 | 0 | TY-B, 5mm Bulb, Int Lvl Upright Sprinkler w/Shield | 1/2" NPT | K=5.6 | 286°F/141°C | Brass | na | Each | 0.56 | na | TY3153 | TFP351 | 50
1311 | 57-533-1-360 | 59.13 | 3--11 | 0 | TY-B, 5mm Bulb, Int Lvl Upright Sprinkler w/Shield | 1/2" NPT | K=5.6 | 360°F/182°C | Brass | na | Each | 0.56 | na | TY3251 | TFP351 | 50
1312 | 57-533-7-135 | 156.6 | 3--11 | 0 | TY-B, 5mm Bulb, Int Lvl Upright Sprinkler w/Shield | 1/2" NPT | K=5.6 | 135°F/57°C | Lead Coated | na | Each | 0.56 | na | TY3153 | TFP351 | 50
1313 | 57-533-7-155 | 156.6 | 3--11 | 0 | TY-B, 5mm Bulb, Int Lvl Upright Sprinkler w/Shield | 1/2" NPT | K=5.6 | 155°F/68°C | Lead Coated | na | Each | 0.56 | na | TY3251 | TFP351 | 50
1314 | 57-533-7-175 | 156.6 | 3--11 | 0 | TY-B, 5mm Bulb, Int Lvl Upright Sprinkler w/Shield | 1/2" NPT | K=5.6 | 175°F/79°C | Lead Coated | na | Each | 0.56 | na | TY3153 | TFP351 | 50
1315 | 57-533-7-200 | 156.6 | 3--11 | 0 | TY-B, 5mm Bulb, Int Lvl Upright Sprinkler w/Shield | 1/2" NPT | K=5.6 | 200°F/93°C | Lead Coated | na | Each | 0.56 | na | TY3251 | TFP351 | 50
1316 | 57-533-7-286 | 156.6 | 3--11 | 0 | TY-B, 5mm Bulb, Int Lvl Upright Sprinkler w/Shield | 1/2" NPT | K=5.6 | 286°F/141°C | Lead Coated | na | Each | 0.56 | na | TY3153 | TFP351 | 50
1317 | 56-070-9-332 | 16.03 | 3--11 | 0 | Pendent Shield and O-Ring Assembly | 1/2" NPT | na | na | na | na | Each | 0 | For pendent TY-FRB with Shield, order the pendent TY-FRB sprinkler (57-371-X-XXX) and the deflector shield and O-Ring Assembly separately | TY3231 | TFP356 | 0
1318 | 56-000-6-387 | 102.46 | 3--11 | 0 | Sprinkler Wrench W-Type 6 Wrench | na | na | na | na | na | Each | 0 | na | 0 | 0 | 0
1319 | 57-543-1-135 | 64.53 | 3--12 | 0 | TY-B, 5mm Bulb, Int Lvl Upright Sprinkler w/Shield | 3/4" NPT | K=8.0 | 135°F/57°C | Brass | na | Each | 0.6 | na | TY4153 | TFP351 | 50
1320 | 57-543-1-155 | 64.53 | 3--12 | 0 | TY-B, 5mm Bulb, Int Lvl Upright Sprinkler w/Shield | 3/4" NPT | K=8.0 | 155°F/68°C | Brass | na | Each | 0.6 | na | TY4251 | TFP351 | 50
1321 | 57-543-1-175 | 64.53 | 3--12 | 0 | TY-B, 5mm Bulb, Int Lvl Upright Sprinkler w/Shield | 3/4" NPT | K=8.0 | 175°F/79°C | Brass | na | Each | 0.6 | na | TY4153 | TFP351 | 50
1322 | 57-543-1-200 | 64.53 | 3--12 | 0 | TY-B, 5mm Bulb, Int Lvl Upright Sprinkler w/Shield | 3/4" NPT | K=8.0 | 200°F/93°C | Brass | na | Each | 0.6 | na | TY4251 | TFP351 | 50
1323 | 57-543-1-286 | 64.53 | 3--12 | 0 | TY-B, 5mm Bulb, Int Lvl Upright Sprinkler w/Shield | 3/4" NPT | K=8.0 | 286°F/141°C | Brass | na | Each | 0.6 | na | TY4153 | TFP351 | 50
1324 | 57-543-1-360 | 64.53 | 3--12 | 0 | TY-B, 5mm Bulb, Int Lvl Upright Sprinkler w/Shield | 3/4" NPT | K=8.0 | 360°F/182°C | Brass | na | Each | 0.6 | na | TY4251 | TFP351 | 50
1325 | 57-543-7-135 | 165.78 | 3--12 | 0 | TY-B, 5mm Bulb, Int Lvl Upright Sprinkler w/Shield | 3/4" NPT | K=8.0 | 135°F/57°C | Lead Coated | na | Each | 0.6 | na | TY4153 | TFP351 | 50
1326 | 57-543-7-155 | 165.78 | 3--12 | 0 | TY-B, 5mm Bulb, Int Lvl Upright Sprinkler w/Shield | 3/4" NPT | K=8.0 | 155°F/68°C | Lead Coated | na | Each | 0.6 | na | TY4251 | TFP351 | 50
1327 | 57-543-7-175 | 165.78 | 3--12 | 0 | TY-B, 5mm Bulb, Int Lvl Upright Sprinkler w/Shield | 3/4" NPT | K=8.0 | 175°F/79°C | Lead Coated | na | Each | 0.6 | na | TY4153 | TFP351 | 50
1328 | 57-543-7-200 | 165.78 | 3--12 | 0 | TY-B, 5mm Bulb, Int Lvl Upright Sprinkler w/Shield | 3/4" NPT | K=8.0 | 200°F/93°C | Lead Coated | na | Each | 0.6 | na | TY4251 | TFP351 | 50
1329 | 57-543-7-286 | 165.78 | 3--12 | 0 | TY-B, 5mm Bulb, Int Lvl Upright Sprinkler w/Shield | 3/4" NPT | K=8.0 | 286°F/141°C | Lead Coated | na | Each | 0.6 | na | TY4153 | TFP351 | 50
1330 | 56-070-9-342 | 16.03 | 3--12 | 0 | Pendent Shield and O-Ring Assembly | 3/4" NPT | na | na | na | na | Each | 0 | For pendent TY-FRB with Shield, order the pendent TY-FRB sprinkler (57-391-X-XXX) and the deflector shield and O-Ring Assembly separately | TY4231 | TFP356 | 0
1331 | 56-000-6-387 | 102.46 | 3--12 | 0 | Sprinkler Wrench W-Type 6 Wrench | na | na | na | na | na | Each | 0 | na | 0 | 0 | 0
1332 | 57-333-1-135 | 81 | 3--13 | 0 | TY-FRB 3mm Blb QR Int Lvl Upright Sprinkler w/Shld | 1/2" NPT | K=5.6 | 135°F/57°C | Brass | na | Each | 0.56 | na | TY3133 | TFP356 | 50
1333 | 57-333-1-155 | 81 | 3--13 | 0 | TY-FRB 3mm Blb QR Int Lvl Upright Sprinkler w/Shld | 1/2" NPT | K=5.6 | 155°F/68°C | Brass | na | Each | 0.56 | na | TY3231 | TFP356 | 50
1334 | 57-333-1-175 | 81 | 3--13 | 0 | TY-FRB 3mm Blb QR Int Lvl Upright Sprinkler w/Shld | 1/2" NPT | K=5.6 | 175°F/79°C | Brass | na | Each | 0.56 | na | TY3133 | TFP356 | 50
1335 | 57-333-1-200 | 81 | 3--13 | 0 | TY-FRB 3mm Blb QR Int Lvl Upright Sprinkler w/Shld | 1/2" NPT | K=5.6 | 200°F/93°C | Brass | na | Each | 0.56 | na | TY3231 | TFP356 | 50
1336 | 57-333-1-286 | 81 | 3--13 | 0 | TY-FRB 3mm Blb QR Int Lvl Upright Sprinkler w/Shld | 1/2" NPT | K=5.6 | 286°F/141°C | Brass | na | Each | 0.56 | na | TY3133 | TFP356 | 50
1337 | 57-333-7-135 | 194.4 | 3--13 | 0 | TY-FRB 3mm Blb QR Int Lvl Upright Sprinkler w/Shld | 1/2" NPT | K=5.6 | 135°F/57°C | Lead Coated | na | Each | 0.56 | na | TY3231 | TFP356 | 50
1338 | 57-333-7-155 | 291.6 | 3--13 | 0 | TY-FRB 3mm Blb QR Int Lvl Upright Sprinkler w/Shld | 1/2" NPT | K=5.6 | 155°F/68°C | Lead Coated | na | Each | 0.56 | na | TY3133 | TFP356 | 50
1339 | 57-333-7-175 | 194.4 | 3--13 | 0 | TY-FRB 3mm Blb QR Int Lvl Upright Sprinkler w/Shld | 1/2" NPT | K=5.6 | 175°F/79°C | Lead Coated | na | Each | 0.56 | na | TY3231 | TFP356 | 50
1340 | 57-333-7-200 | 194.4 | 3--13 | 0 | TY-FRB 3mm Blb QR Int Lvl Upright Sprinkler w/Shld | 1/2" NPT | K=5.6 | 200°F/93°C | Lead Coated | na | Each | 0.56 | na | TY3133 | TFP356 | 50
1341 | 57-333-7-286 | 194.4 | 3--13 | 0 | TY-FRB 3mm Blb QR Int Lvl Upright Sprinkler w/Shld | 1/2" NPT | K=5.6 | 286°F/141°C | Lead Coated | na | Each | 0.56 | na | TY3231 | TFP356 | 50
1342 | 56-070-9-332 | 16.03 | 3--13 | 0 | Pendent Shield and O-Ring Assembly | 1/2" NPT | na | na | na | na | Each | 0 | For pendent TY-FRB with Shield, order the pendent TY-FRB sprinkler (57-371-X-XXX) and the deflector shield and O-Ring Assembly separately | TY3231 | TFP356 | 0
1343 | 56-000-6-387 | 102.46 | 3--13 | 0 | Sprinkler Wrench W-Type 6 Wrench | na | na | na | na | na | Each | 0 | na | 0 | 0 | 0
1344 | 57-343-1-135 | 88.02 | 3--14 | 0 | TY-FRB 3mm Blb QR Int Lvl Upright Sprinkler w/Shld | 3/4" NPT | K=8.0 | 135°F/57°C | Brass | na | Each | 0.6 | na | TY4133 | TFP356 | 50
1345 | 57-343-1-155 | 88.02 | 3--14 | 0 | TY-FRB 3mm Blb QR Int Lvl Upright Sprinkler w/Shld | 3/4" NPT | K=8.0 | 155°F/68°C | Brass | na | Each | 0.6 | na | TY4133 | TFP356 | 50
1346 | 57-343-1-175 | 88.02 | 3--14 | 0 | TY-FRB 3mm Blb QR Int Lvl Upright Sprinkler w/Shld | 3/4" NPT | K=8.0 | 175°F/79°C | Brass | na | Each | 0.6 | na | TY4133 | TFP356 | 50
1347 | 57-343-1-200 | 88.02 | 3--14 | 0 | TY-FRB 3mm Blb QR Int Lvl Upright Sprinkler w/Shld | 3/4" NPT | K=8.0 | 200°F/93°C | Brass | na | Each | 0.6 | na | TY4133 | TFP356 | 50
1348 | 57-343-1-286 | 88.02 | 3--14 | 0 | TY-FRB 3mm Blb QR Int Lvl Upright Sprinkler w/Shld | 3/4" NPT | K=8.0 | 286°F/141°C | Brass | na | Each | 0.6 | na | TY4133 | TFP356 | 50
1349 | 57-343-7-135 | 216.54 | 3--14 | 0 | TY-FRB 3mm Blb QR Int Lvl Upright Sprinkler w/Shld | 3/4" NPT | K=8.0 | 135°F/57°C | Lead Coated | na | Each | 0.6 | na | TY4133 | TFP356 | 50
1350 | 57-343-7-155 | 216.54 | 3--14 | 0 | TY-FRB 3mm Blb QR Int Lvl Upright Sprinkler w/Shld | 3/4" NPT | K=8.0 | 155°F/68°C | Lead Coated | na | Each | 0.6 | na | TY4133 | TFP356 | 50
1351 | 57-343-7-175 | 216.54 | 3--14 | 0 | TY-FRB 3mm Blb QR Int Lvl Upright Sprinkler w/Shld | 3/4" NPT | K=8.0 | 175°F/79°C | Lead Coated | na | Each | 0.6 | na | TY4133 | TFP356 | 50
1352 | 57-343-7-200 | 216.54 | 3--14 | 0 | TY-FRB 3mm Blb QR Int Lvl Upright Sprinkler w/Shld | 3/4" NPT | K=8.0 | 200°F/93°C | Lead Coated | na | Each | 0.6 | na | TY4133 | TFP356 | 50
1353 | 57-343-7-286 | 216.54 | 3--14 | 0 | TY-FRB 3mm Blb QR Int Lvl Upright Sprinkler w/Shld | 3/4" NPT | K=8.0 | 286°F/141°C | Lead Coated | na | Each | 0.6 | na | TY4133 | TFP356 | 50
1354 | 56-070-9-342 | 16.03 | 3--14 | 0 | Pendent Shield and O-Ring Assembly | 3/4" NPT | na | na | na | na | Each | 0 | For pendent TY-FRB with Shield, order the pendent TY-FRB sprinkler (57-391-X-XXX) and the deflector shield and O-Ring Assembly separately | TY4231 | TFP356 | 0
1355 | 56-000-6-387 | 102.46 | 3--14 | 0 | Sprinkler Wrench W-Type 6 Wrench | na | na | na | na | na | Each | 0 | na | 0 | 0 | 0
1356 | 53-253-1-165 | 66.69 | 3--15 | 0 | TY-L, SR, Intermediate Level, Upright Sprinklers | 1/2" NPT | K=5.6 | 165°F (74°C) | Brass | na | Each | 0 | na | TY3211 | TFP350 | 0
1357 | 53-253-1-212 | 66.69 | 3--15 | 0 | TY-L, SR, Intermediate Level, Upright Sprinklers | 1/2" NPT | K=5.6 | 212°F/100°C | Brass | na | Each | 0 | na | TY3113 | TFP350 | 0
1358 | 53-253-1-280 | 66.69 | 3--15 | 0 | TY-L, SR, Intermediate Level, Upright Sprinklers | 1/2" NPT | K=5.6 | 280°F/138°C | Brass | na | Each | 0 | na | TY3211 | TFP350 | 0
1359 | 56-015-6-802 | 16.03 | 3--15 | 0 | TY-L Shield Package (Shield/O-Ring) | 1/2" NPT | na | na | na | na | Each | 0 | For pendent TY-L with Shield, order the pendent TY-L sprinkler (53-112-X-XXX) and the deflector shield and O-Ring Assembly separately | TY3211 | TFP350 | 0
1360 | 56-000-1-849 | 91.3 | 3--15 | 0 | Sprinkler Wrench, W-Type 9 Wrench - TY-FRL, TY-L | na | na | na | na | na | Each | 0 | na | 0 | 0 | 0
1361 | 53-153-1-165 | 92.07 | 3--16 | 0 | TY-L, SR, Intermediate Level, Upright Sprinklers | 3/4" NPT | K=8.0 | 165°F (74°C) | Brass | na | Each | 0 | na | TY4211 | TFP350 | 0
1362 | 53-153-1-212 | 92.07 | 3--16 | 0 | TY-L, SR, Intermediate Level, Upright Sprinklers | 3/4" NPT | K=8.0 | 212°F/100°C | Brass | na | Each | 0 | na | TY4113 | TFP350 | 0
1363 | 53-153-1-280 | 92.07 | 3--16 | 0 | TY-L, SR, Intermediate Level, Upright Sprinklers | 3/4" NPT | K=8.0 | 280°F/138°C | Brass | na | Each | 0 | na | TY4211 | TFP350 | 0
1364 | 56-015-6-803 | 16.03 | 3--16 | 0 | TY-L Shield Package (Shield/(2)O-Ring) | 3/4" NPT | na | na | na | na | Each | 0 | For pendent TY-L with Shield, order the pendent TY-L sprinkler (53-102-X-XXX) and the deflector shield and O-Ring separately | TY4211 | TFP350 | 0
1365 | 56-000-1-849 | 91.3 | 3--16 | 0 | Sprinkler Wrench, W-Type 9 Wrench - TY-FRL, TY-L | na | na | na | na | na | Each | 0 | na | 0 | 0 | 0
1366 | 58-986-1-165 | 126.36 | 3--17 | 0 | TY-FRL, QR, Intermediate Level, Upright Sprinkler | 1/2" NPT | K=5.6 | 165°F (74°C) | Brass | na | Each | 0 | na | TY3132 | TFP355 | 0
1367 | 56-952-1-001 | 16.03 | 3--17 | 0 | Pendent Shield /O-Ring/Speed Nut assembly | 1/2" NPT | K=5.6 | na | Brass | na | Each | 0 | na | TY3221 | TFP355 | 0
1368 | 56-000-1-849 | 91.3 | 3--17 | 0 | Sprinkler Wrench, W-Type 9 Wrench - TY-FRL, TY-L | na | na | na | na | na | Each | 0 | na | 0 | 0 | 0
1369 | 58-153-1-165 | 147.42 | 3--18 | 0 | TY-FRL, QR, Intermediate Level, Upright Sprinkler | 3/4" NPT | K=8.0 | 165°F (74°C) | Brass | na | Each | 0 | na | TY4123 | TFP355 | 0
1370 | 58-153-9-165 | 177.12 | 3--18 | 0 | TY-FRL, QR, Intermediate Level, Upright Sprinkler | 3/4" NPT | K=8.0 | 165°F (74°C) | Chrome | na | Each | 0 | na | TY4123 | TFP355 | 0
1371 | 56-152-1-001 | 16.03 | 3--18 | 0 | Shield Assy. Brass/O-Ring/Speed Nut | 3/4" NPT | na | na | Brass | na | Each | 0 | na | TY4221 | TFP355 | 0
1372 | 56-000-1-849 | 91.3 | 3--18 | 0 | Sprinkler Wrench, W-Type 9 Wrench - TY-FRL, TY-L | na | na | na | na | na | Each | 0 | na | 0 | 0 | 0
1373 | 51-010-1-155 | 68.04 | 4--1 | 0 | LF II - Low Flow Pendent, Fast Response | 1/2" NPT | K=3.0 | 155°F/68°C | Brass | na | Each | 0.2 | na | TY1234 | TFP402 | 0
1374 | 51-010-1-175 | 68.04 | 4--1 | 0 | LF II - Low Flow Pendent, Fast Response | 1/2" NPT | K=3.0 | 175°F/79°C | Brass | na | Each | 0.2 | na | TY1234 | TFP402 | 0
1375 | 51-010-9-155 | 74.52 | 4--1 | 0 | LF II - Low Flow Pendent, Fast Response | 1/2" NPT | K=3.0 | 155°F/68°C | Chrome | na | Each | 0.2 | na | TY1234 | TFP402 | 0
1376 | 51-010-9-175 | 74.52 | 4--1 | 0 | LF II - Low Flow Pendent, Fast Response | 1/2" NPT | K=3.0 | 175°F/79°C | Chrome | na | Each | 0.2 | na | TY1234 | TFP402 | 0
1377 | 51-010-4-155 | 74.52 | 4--1 | 0 | LF II - Low Flow Pendent, Fast Response | 1/2" NPT | K=3.0 | 155°F/68°C | Signal White (RAL 9003) | na | Each | 0.2 | na | TY1234 | TFP402 | 0
1378 | 51-010-4-175 | 74.52 | 4--1 | 0 | LF II - Low Flow Pendent, Fast Response | 1/2" NPT | K=3.0 | 175°F/79°C | Signal White (RAL 9003) | na | Each | 0.2 | na | TY1234 | TFP402 | 0
1379 | 56-705-2-010 | 18.63 | 4--1 | 0 | Recessed Escutcheon (Style 20) | 1/2" NPT | na | na | Brass | na | Each | 0 | na | 0 | TFP770 | 0
1380 | 56-705-9-010 | 12.69 | 4--1 | 0 | Recessed Escutcheon (Style 20) | 1/2" NPT | na | na | Chrome Plated | na | Each | 0 | na | 0 | TFP770 | 0
1381 | 56-705-4-010 | 12.69 | 4--1 | 0 | Recessed Escutcheon (Style 20) | 1/2" NPT | na | na | Signal White (RAL 9003) | na | Each | 0 | na | 0 | TFP770 | 0
1382 | 56-000-6-387 | 102.46 | 4--1 | 0 | Sprinkler Wrench W-Type 6 Wrench | na | na | na | na | na | Each | 0 | na | 0 | 0 | 0
1383 | 56-850-4-001 | 170.58 | 4--1 | 0 | Sprinkler Wrench W-Type 7 Wrench (Recessed Only) | na | na | na | na | na | Each | 0 | CHEC, DS-1, EC-5, LFII, TY-B, TY-FRB, TY-FRFS, TY-FS, TY-FS Special | 0 | 0 | 0
1384 | 92-000-0-412 | 0.87 | 4--1 | Net Price | Plastic Cap Protective Cover. (Net Price Each) | na | na | na | na | na | Each | 0 | (Net Price Each) All Special Finishes and Coatings are special ordered and are Non-Returnable. Please see “Terms & Conditions” | 0 | 0 | 0
1385 | 51-211-1-155 | 71.55 | 4--1 | 0 | LF II - Low Flow Sidewall Sprinkler | 1/2" NPT | K=4.2 | 155°F/68°C | Brass | na | Each | 0.19 | Design Guide TFP490 | TY1334 | TFP410 | 100
1386 | 51-211-1-175 | 71.55 | 4--1 | 0 | LF II - Low Flow Sidewall Sprinkler | 1/2" NPT | K=4.2 | 175°F/79°C | Brass | na | Each | 0.19 | Design Guide TFP490 | TY1334 | TFP410 | 100
1387 | 51-211-9-155 | 76.41 | 4--1 | 0 | LF II - Low Flow Sidewall Sprinkler | 1/2" NPT | K=4.2 | 155°F/68°C | Chrome | na | Each | 0.19 | Design Guide TFP490 | TY1334 | TFP410 | 100
1388 | 51-211-9-175 | 76.41 | 4--1 | 0 | LF II - Low Flow Sidewall Sprinkler | 1/2" NPT | K=4.2 | 175°F/79°C | Chrome | na | Each | 0.19 | Design Guide TFP490 | TY1334 | TFP410 | 100
1389 | 51-211-4-155 | 76.41 | 4--1 | 0 | LF II - Low Flow Sidewall Sprinkler | 1/2" NPT | K=4.2 | 155°F/68°C | Signal White (RAL 9003) | na | Each | 0.19 | Design Guide TFP490 | TY1334 | TFP410 | 100
1390 | 51-211-4-175 | 76.41 | 4--1 | 0 | LF II - Low Flow Sidewall Sprinkler | 1/2" NPT | K=4.2 | 175°F/79°C | Signal White (RAL 9003) | na | Each | 0.19 | Design Guide TFP490 | TY1334 | TFP410 | 100
1391 | 56-705-2-010 | 18.63 | 4--1 | 0 | Recessed Escutcheon (Style 20) | 1/2" NPT | na | na | Brass | na | Each | 0 | na | 0 | TFP770 | 0
1392 | 56-705-9-010 | 12.69 | 4--1 | 0 | Recessed Escutcheon (Style 20) | 1/2" NPT | na | na | Chrome Plated | na | Each | 0 | na | 0 | TFP770 | 0
1393 | 56-705-4-010 | 12.69 | 4--1 | 0 | Recessed Escutcheon (Style 20) | 1/2" NPT | na | na | Signal White (RAL 9003) | na | Each | 0 | na | 0 | TFP770 | 0
1394 | 56-000-6-387 | 102.46 | 4--1 | 0 | Sprinkler Wrench W-Type 6 Wrench | na | na | na | na | na | Each | 0 | na | 0 | 0 | 0
1395 | 56-850-4-001 | 170.58 | 4--1 | 0 | Sprinkler Wrench W-Type 7 Wrench (Recessed Only) | na | na | na | na | na | Each | 0 | CHEC, DS-1, EC-5, LFII, TY-B, TY-FRB, TY-FRFS, TY-FS, TY-FS Special | 0 | 0 | 0
1396 | 92-000-0-412 | 0.87 | 4--1 | Net Price | Plastic Cap Protective Cover. (Net Price Each) | na | na | na | na | na | Each | 0 | (Net Price Each) All Special Finishes and Coatings are special ordered and are Non-Returnable. Please see “Terms & Conditions” | 0 | 0 | 0
1397 | 51-215-1-155 | 71.55 | 4--2 | 0 | LF II - Low Flow Sidewall Sprinkler | 1/2" NPT | K=4.4 | 155°F/68°C | Brass | na | Each | 0 | na | TY2334 | TFP412 | 100
1398 | 51-215-1-175 | 71.55 | 4--2 | 0 | LF II - Low Flow Sidewall Sprinkler | 1/2" NPT | K=4.4 | 175°F/79°C | Brass | na | Each | 0 | na | TY2334 | TFP412 | 100
1399 | 51-215-9-155 | 76.41 | 4--2 | 0 | LF II - Low Flow Sidewall Sprinkler | 1/2" NPT | K=4.4 | 155°F/68°C | Chrome | na | Each | 0 | na | TY2334 | TFP412 | 100
1400 | 51-215-9-175 | 76.41 | 4--2 | 0 | LF II - Low Flow Sidewall Sprinkler | 1/2" NPT | K=4.4 | 175°F/79°C | Chrome | na | Each | 0 | na | TY2334 | TFP412 | 100
1401 | 51-215-4-155 | 76.41 | 4--2 | 0 | LF II - Low Flow Sidewall Sprinkler | 1/2" NPT | K=4.4 | 155°F/68°C | Signal White (RAL 9003) | na | Each | 0 | na | TY2334 | TFP412 | 100
1402 | 51-215-4-175 | 76.41 | 4--2 | 0 | LF II - Low Flow Sidewall Sprinkler | 1/2" NPT | K=4.4 | 175°F/79°C | Signal White (RAL 9003) | na | Each | 0 | na | TY2334 | TFP412 | 100
1403 | 56-705-2-010 | 18.63 | 4--2 | 0 | Recessed Escutcheon (Style 20) | 1/2" NPT | na | na | Brass | na | Each | 0 | na | 0 | TFP770 | 0
1404 | 56-705-9-010 | 12.69 | 4--2 | 0 | Recessed Escutcheon (Style 20) | 1/2" NPT | na | na | Chrome Plated | na | Each | 0 | na | 0 | TFP770 | 0
1405 | 56-705-4-010 | 12.69 | 4--2 | 0 | Recessed Escutcheon (Style 20) | 1/2" NPT | na | na | Signal White (RAL 9003) | na | Each | 0 | na | 0 | TFP770 | 0
1406 | 56-000-6-387 | 102.46 | 4--2 | 0 | Sprinkler Wrench W-Type 6 Wrench | na | na | na | na | na | Each | 0 | na | 0 | 0 | 0
1407 | 56-850-4-001 | 170.58 | 4--2 | 0 | Sprinkler Wrench W-Type 7 Wrench (Recessed Only) | na | na | na | na | na | Each | 0 | CHEC, DS-1, EC-5, LFII, TY-B, TY-FRB, TY-FRFS, TY-FS, TY-FS Special | 0 | 0 | 0
1408 | 92-000-0-412 | 0.87 | 4--2 | Net Price | Plastic Cap Protective Cover. (Net Price Each) | na | na | na | na | na | Each | 0 | (Net Price Each) All Special Finishes and Coatings are special ordered and are Non-Returnable. Please see “Terms & Conditions” | 0 | 0 | 0
1409 | 51-212-1-155 | 68.04 | 4--3 | 0 | LF II - Low Flow Pendent, Modified, Wet Pipe Systems | 1/2" NPT | K=4.9 | 155°F/68°C | Brass | na | Each | 0 | See Technical Data Sheet TFP412 to reference details on the discontinued TY2234 | TY2236 | TFP403 | 100
1410 | 51-212-1-175 | 68.04 | 4--3 | 0 | LF II - Low Flow Pendent, Modified, Wet Pipe Systems | 1/2" NPT | K=4.9 | 175°F/79°C | Brass | na | Each | 0 | See Technical Data Sheet TFP412 to reference details on the discontinued TY2234 | TY2236 | TFP403 | 100
1411 | 51-212-9-155 | 74.52 | 4--3 | 0 | LF II - Low Flow Pendent, Modified, Wet Pipe Systems | 1/2" NPT | K=4.9 | 155°F/68°C | Chrome | na | Each | 0 | See Technical Data Sheet TFP412 to reference details on the discontinued TY2234 | TY2236 | TFP403 | 100
1412 | 51-212-9-175 | 74.52 | 4--3 | 0 | LF II - Low Flow Pendent, Modified, Wet Pipe Systems | 1/2" NPT | K=4.9 | 175°F/79°C | Chrome | na | Each | 0 | See Technical Data Sheet TFP412 to reference details on the discontinued TY2234 | TY2236 | TFP403 | 100
1413 | 51-212-4-155 | 74.52 | 4--3 | 0 | LF II - Low Flow Pendent, Modified, Wet Pipe Systems | 1/2" NPT | K=4.9 | 155°F/68°C | Signal White (RAL 9003) | na | Each | 0 | See Technical Data Sheet TFP412 to reference details on the discontinued TY2234 | TY2236 | TFP403 | 100
1414 | 51-212-4-175 | 74.52 | 4--3 | 0 | LF II - Low Flow Pendent, Modified, Wet Pipe Systems | 1/2" NPT | K=4.9 | 175°F/79°C | Signal White (RAL 9003) | na | Each | 0 | See Technical Data Sheet TFP412 to reference details on the discontinued TY2234 | TY2236 | TFP403 | 100
1415 | 56-715-2-010 | 18.63 | 4--3 | 0 | Recessed Escutcheon (Style 15) | 1/2" NPT | na | na | Brass | na | Each | 0 | na | 0 | TFP770 | 0
1416 | 56-715-9-010 | 12.69 | 4--3 | 0 | Recessed Escutcheon (Style 15) | 1/2" NPT | na | na | Chrome Plated | na | Each | 0 | na | 0 | TFP770 | 0
1417 | 56-715-4-010 | 12.69 | 4--3 | 0 | Recessed Escutcheon (Style 15) | 1/2" NPT | na | na | Signal White (RAL 9003) | na | Each | 0 | na | 0 | TFP770 | 0
1418 | 56-705-2-010 | 18.63 | 4--3 | 0 | Recessed Escutcheon (Style 20) | 1/2" NPT | na | na | Brass | na | Each | 0 | na | 0 | TFP770 | 0
1419 | 56-705-9-010 | 12.69 | 4--3 | 0 | Recessed Escutcheon (Style 20) | 1/2" NPT | na | na | Chrome Plated | na | Each | 0 | na | 0 | TFP770 | 0
1420 | 56-705-4-010 | 12.69 | 4--3 | 0 | Recessed Escutcheon (Style 20) | 1/2" NPT | na | na | Signal White (RAL 9003) | na | Each | 0 | na | 0 | TFP770 | 0
1421 | 56-000-6-387 | 102.46 | 4--3 | 0 | Sprinkler Wrench W-Type 6 Wrench | na | na | na | na | na | Each | 0 | na | 0 | 0 | 0
1422 | 56-850-4-001 | 170.58 | 4--3 | 0 | Sprinkler Wrench W-Type 7 Wrench (Recessed Only) | na | na | na | na | na | Each | 0 | CHEC, DS-1, EC-5, LFII, TY-B, TY-FRB, TY-FRFS, TY-FS, TY-FS Special | 0 | 0 | 0
1423 | 92-000-0-412 | 0.87 | 4--3 | Net Price | Plastic Cap Protective Cover. (Net Price Each) | na | na | na | na | na | Each | 0 | (Net Price Each) All Special Finishes and Coatings are special ordered and are Non-Returnable. Please see “Terms & Conditions” | 0 | 0 | 0
1424 | 51-058-1-155 | 71.55 | 4--4 | 0 | LF II - Low Flow Pendent Sprinkler | 1/2" NPT | K=5.8 | 155°F (68°C) | Brass | na | Each | 0 | na | 0 | 0 | 0
1425 | 51-058-1-175 | 71.55 | 4--4 | 0 | LF II - Low Flow Pendent Sprinkler | 1/2" NPT | K=5.8 | 175°F (79°C) | Brass | na | Each | 0 | na | 0 | 0 | 0
1426 | 51-058-9-155 | 76.41 | 4--4 | 0 | LF II - Low Flow Pendent Sprinkler | 1/2" NPT | K=5.8 | 155°F (68°C) | Chrome | na | Each | 0 | na | 0 | 0 | 0
1427 | 51-058-9-175 | 76.41 | 4--4 | 0 | LF II - Low Flow Pendent Sprinkler | 1/2" NPT | K=5.8 | 175°F (79°C) | Chrome | na | Each | 0 | na | 0 | 0 | 0
1428 | 51-058-4-155 | 76.95 | 4--4 | 0 | LF II - Low Flow Pendent Sprinkler | 1/2" NPT | K=5.8 | 155°F (68°C) | Signal White (RAL 9003) | na | Each | 0 | na | 0 | 0 | 0
1429 | 51-058-4-175 | 76.95 | 4--4 | 0 | LF II - Low Flow Pendent Sprinkler | 1/2" NPT | K=5.8 | 175°F (79°C) | Signal White (RAL 9003) | na | Each | 0 | na | 0 | 0 | 0
1430 | 51-058-5-155 | 80.19 | 4--4 | 0 | LF II - Low Flow Pendent Sprinkler | 1/2" NPT | K=5.8 | 155°F (68°C) | Jet Black (RAL 9005) | na | Each | 0 | na | 0 | 0 | 0
1431 | 56-705-2-010 | 18.63 | 4--4 | 0 | Recessed Escutcheon (Style 20) | 1/2" NPT | na | na | Brass | na | Each | 0 | na | 0 | TFP770 | 0
1432 | 56-705-9-010 | 12.69 | 4--4 | 0 | Recessed Escutcheon (Style 20) | 1/2" NPT | na | na | Chrome Plated | na | Each | 0 | na | 0 | TFP770 | 0
1433 | 56-705-4-010 | 12.69 | 4--4 | 0 | Recessed Escutcheon (Style 20) | 1/2" NPT | na | na | Signal White (RAL 9003) | na | Each | 0 | na | 0 | TFP770 | 0
1434 | 56-705-6-010 | 17.01 | 4--4 | 0 | Recessed Escutcheon (Style 20) | 1/2" NPT | na | na | Jet Black (RAL 9005) | na | Each | 0 | na | 0 | TFP770 | 0
1435 | 56-000-6-387 | 102.46 | 4--4 | 0 | Sprinkler Wrench W-Type 6 Wrench | na | na | na | na | na | Each | 0 | na | 0 | 0 | 0
1436 | 56-850-4-001 | 170.58 | 4--4 | 0 | Sprinkler Wrench W-Type 7 Wrench (Recessed Only) | na | na | na | na | na | Each | 0 | CHEC, DS-1, EC-5, LFII, TY-B, TY-FRB, TY-FRFS, TY-FS, TY-FS Special | 0 | 0 | 0
1437 | 92-000-0-412 | 0.87 | 4--4 | Net Price | Plastic Cap Protective Cover. (Net Price Each) | na | na | na | na | na | Each | 0 | (Net Price Each) All Special Finishes and Coatings are special ordered and are Non-Returnable. Please see “Terms & Conditions” | 0 | 0 | 0
1438 | 51-873-1-155 | 96.39 | 4--4 | 0 | LFII - Resid. Conc. Pendent Sprinkler, Domed Plate | 1/2" NPT | K=4.9 | 155°F/68°C | Brass | na | Each | 0.375 | Design Guide TFP490 | TY2234 | TFP450 | 40
1439 | 56-873-9-135 | 47.25 | 4--4 | 0 | LFII Cover Plate | na | na | 135°F/57°C | Chrome | na | Each | 0 | na | 0 | 0 | 0
1440 | 56-873-4-135 | 47.25 | 4--4 | 0 | LFII Cover Plate | na | na | 135°F/57°C | Signal White (RAL 9003) | na | Each | 0 | na | 0 | 0 | 0
1441 | 56-873-X-135 | 51.03 | 4--4 | 0 | LFII Cover Plate | na | na | 135°F/57°C | Special Order | na | Each | 0 | na | 0 | 0 | 0
1442 | 56-850-4-001 | 170.58 | 4--4 | 0 | Sprinkler Wrench W-Type 7 Wrench (Recessed Only) | na | na | na | na | na | Each | 0 | CHEC, DS-1, EC-5, LFII, TY-B, TY-FRB, TY-FRFS, TY-FS, TY-FS Special | 0 | 0 | 0
1443 | 6012 | 630.79 | 4--4 | Net Price | Paint Match Set Up | na | na | na | Custom Paint* | na | Each | 0 | * Special order paint match subject to a set-up charge (Net Price) All "Special Order" cover plates are special ordered and are Non-Returnable.Please see Terms & Conditions. | 0 | 0 | 0
1444 | 51-549-1-155 | 106.65 | 4--5 | 0 | LFII - Residential Flat-Plate Concealed Pendent Sprinkler, Wet Pipe System | 1/2" NPT | K=4.9 | 155°F (68°C) | Brass | na | Each | 0.5 | na | 0 | TFP446 | 40
1445 | 51-549-1-200 | 106.65 | 4--5 | 0 | LFII - Residential Flat-Plate Concealed Pendent Sprinkler, Wet Pipe System | 1/2" NPT | K=4.9 | 200°F (93°C) | Brass | na | Each | 0.5 | na | 0 | TFP446 | 40
1446 | 56-891-0-135 | 44.28 | 4--5 | 0 | Cover Plates (For use with 155° F Sprinkler) | na | na | na | Ivory (RAL1015) | na | Each | 0 | 0 | 0 | TFP448 | 0
1447 | 56-891-1-135 | 44.28 | 4--5 | 0 | Cover Plates (For use with 155° F Sprinkler) | na | na | na | Brass | na | Each | 0 | 0 | 0 | TFP447 | 0
1448 | 56-891-2-135 | 44.28 | 4--5 | 0 | Cover Plates (For use with 155° F Sprinkler) | na | na | na | Beige (RAL1001) | na | Each | 0 | 0 | 0 | TFP448 | 0
1449 | 56-891-3-135 | 44.28 | 4--5 | 0 | Cover Plates (For use with 155° F Sprinkler) | na | na | na | Pure White (RAL9010) | na | Each | 0 | 0 | 0 | TFP448 | 0
1450 | 56-891-4-135 | 44.28 | 4--5 | 0 | Cover Plates (For use with 155° F Sprinkler) | na | na | na | Signal White (RAL9003) | na | Each | 0 | 0 | 0 | TFP448 | 0
1451 | 56-891-5-135 | 44.28 | 4--5 | 0 | Cover Plates (For use with 155° F Sprinkler) | na | na | na | Grey White (RAL9002) | na | Each | 0 | 0 | 0 | TFP448 | 0
1452 | 56-891-6-135 | 44.28 | 4--5 | 0 | Cover Plates (For use with 155° F Sprinkler) | na | na | na | Terra Brown (RAL8028) | na | Each | 0 | 0 | 0 | TFP448 | 0
1453 | 56-891-7-135 | 44.28 | 4--5 | 0 | Cover Plates (For use with 155° F Sprinkler) | na | na | na | Black (RAL9005) | na | Each | 0 | 0 | 0 | TFP448 | 0
1454 | 56-891-8-135 | 98.55 | 4--5 | 0 | Cover Plates (For use with 155° F Sprinkler) | na | na | na | Brushed Brass | na | Each | 0 | 0 | 0 | TFP448 | 0
1455 | 56-891-9-135 | 71.55 | 4--5 | 0 | Cover Plates (For use with 155° F Sprinkler) | na | na | na | Brushed Chrome | na | Each | 0 | 0 | 0 | TFP448 | 0
1456 | 56-891-9-135B | 71.55 | 4--5 | 0 | Cover Plates (For use with 155° F Sprinkler) | na | na | na | Bright Chrome | na | Each | 0 | 0 | 0 | TFP448 | 0
1457 | 56-891-X-135 | 44.28 | 4--5 | 0 | Cover Plates (For use with 155° F Sprinkler) | na | na | na | Special Order* | na | Each | 0 | 0 | 0 | TFP448 | 0
1458 | 56-891-0-165 | 44.28 | 4--5 | 0 | Cover Plates (For use with 200° F Sprinkler) | na | na | na | Ivory (RAL1015) | na | Each | 0 | 0 | 0 | TFP448 | 0
1459 | 56-891-1-165 | 44.28 | 4--5 | 0 | Cover Plates (For use with 200° F Sprinkler) | na | na | na | Brass | na | Each | 0 | 0 | 0 | TFP447 | 0
1460 | 56-891-2-165 | 44.28 | 4--5 | 0 | Cover Plates (For use with 200° F Sprinkler) | na | na | na | Beige (RAL1001) | na | Each | 0 | 0 | 0 | TFP448 | 0
1461 | 56-891-3-165 | 44.28 | 4--5 | 0 | Cover Plates (For use with 200° F Sprinkler) | na | na | na | Pure White (RAL9010) | na | Each | 0 | 0 | 0 | TFP448 | 0
1462 | 56-891-4-165 | 44.28 | 4--5 | 0 | Cover Plates (For use with 200° F Sprinkler) | na | na | na | Signal White (RAL9003) | na | Each | 0 | 0 | 0 | TFP448 | 0
1463 | 56-891-5-165 | 44.28 | 4--5 | 0 | Cover Plates (For use with 200° F Sprinkler) | na | na | na | Grey White (RAL9002) | na | Each | 0 | 0 | 0 | TFP448 | 0
1464 | 56-891-6-165 | 44.28 | 4--5 | 0 | Cover Plates (For use with 200° F Sprinkler) | na | na | na | Terra Brown (RAL8028) | na | Each | 0 | 0 | 0 | TFP448 | 0
1465 | 56-891-7-165 | 44.28 | 4--5 | 0 | Cover Plates (For use with 200° F Sprinkler) | na | na | na | Black (RAL9005) | na | Each | 0 | 0 | 0 | TFP448 | 0
1466 | 56-891-8-165 | 98.55 | 4--5 | 0 | Cover Plates (For use with 200° F Sprinkler) | na | na | na | Brushed Brass | na | Each | 0 | 0 | 0 | TFP448 | 0
1467 | 56-891-9-165 | 71.55 | 4--5 | 0 | Cover Plates (For use with 200° F Sprinkler) | na | na | na | Brushed Chrome | na | Each | 0 | 0 | 0 | TFP448 | 0
1468 | 56-891-9-165B | 71.55 | 4--5 | 0 | Cover Plates (For use with 200° F Sprinkler) | na | na | na | Bright Chrome | na | Each | 0 | 0 | 0 | TFP448 | 0
1469 | 56-891-X-165 | 44.28 | 4--5 | 0 | Cover Plates (For use with 200° F Sprinkler) | na | na | na | Special Order* | na | Each | 0 | 0 | 0 | TFP448 | 0
1470 | 56-000-1-300 | 57.24 | 4--5 | 0 | Cover Plate Tool to Install or Remove Cover Plates. Used for Concealed Sprinklers | na | na | na | na | na | Each | 0 | na | 0 | 0 | 0
1471 | 91-201-1-015 | 0.87 | 4--5 | Net Price | Protective Cap for Concealed Sprinklers | na | na | na | na | na | Each | 0 | na | 0 | 0 | 0
1472 | 56-000-1-077 | 170.58 | 4--5 | 0 | W-Type 44 Wrench | 0 | 0 | 0 | 0 | 0 | 0 | 0 | 0 | 0 | 0 | 0
1473 | 6012 | 630.79 | 4--5 | Net Price | Paint Match Set Up | na | na | na | Custom Paint* | na | Each | 0 | * Special order paint match subject to a set-up charge (Net Price) All "Special Order" cover plates are special ordered and are Non-Returnable.Please see Terms & Conditions. | 0 | 0 | 0
1474 | 50-451-1-155 | 90.72 | 4--6 | 0 | LFII - Lead-Free Residential Flat-Plate Poly Concealed Pendent Sprinkler, Wet Pipe System | 1/2" NPT | K=4.9 | 155°F (68°C) | Black | na | Each | 0.35 | 0 | 0 | TFP447 | 40
1475 | 50-451-1-200 | 90.72 | 4--6 | 0 | LFII - Lead-Free Residential Flat-Plate Poly Concealed Pendent Sprinkler, Wet Pipe System | 1/2" NPT | K=4.9 | 200°F (93°C) | Black | na | Each | 0.35 | 0 | 0 | TFP447 | 40
1476 | 56-891-0-135 | 44.28 | 4--6 | 0 | Cover Plates (For use with 155° F Sprinkler) | na | na | na | Ivory (RAL1015) | na | Each | 0 | 0 | 0 | TFP448 | 0
1477 | 56-891-1-135 | 44.28 | 4--6 | 0 | Cover Plates (For use with 155° F Sprinkler) | na | na | na | Brass | na | Each | 0 | 0 | 0 | TFP447 | 0
1478 | 56-891-1-135B | 44.28 | 4--6 | 0 | Cover Plates (For use with 155° F Sprinkler) | na | na | na | Bright Brass | na | Each | 0 | 0 | 0 | TFP447 | 0
1479 | 56-891-2-135 | 44.28 | 4--6 | 0 | Cover Plates (For use with 155° F Sprinkler) | na | na | na | Beige (RAL1001) | na | Each | 0 | 0 | 0 | TFP448 | 0
1480 | 56-891-3-135 | 44.28 | 4--6 | 0 | Cover Plates (For use with 155° F Sprinkler) | na | na | na | Pure White (RAL9010) | na | Each | 0 | 0 | 0 | TFP448 | 0
1481 | 56-891-4-135 | 44.28 | 4--6 | 0 | Cover Plates (For use with 155° F Sprinkler) | na | na | na | Signal White (RAL9003) | na | Each | 0 | 0 | 0 | TFP448 | 0
1482 | 56-891-5-135 | 44.28 | 4--6 | 0 | Cover Plates (For use with 155° F Sprinkler) | na | na | na | Grey White (RAL9002) | na | Each | 0 | 0 | 0 | TFP448 | 0
1483 | 56-891-6-135 | 44.28 | 4--6 | 0 | Cover Plates (For use with 155° F Sprinkler) | na | na | na | Terra Brown (RAL8028) | na | Each | 0 | 0 | 0 | TFP448 | 0
1484 | 56-891-7-135 | 44.28 | 4--6 | 0 | Cover Plates (For use with 155° F Sprinkler) | na | na | na | Black (RAL9005) | na | Each | 0 | 0 | 0 | TFP448 | 0
1485 | 56-891-8-135 | 98.55 | 4--6 | 0 | Cover Plates (For use with 155° F Sprinkler) | na | na | na | Brushed Brass | na | Each | 0 | 0 | 0 | TFP448 | 0
1486 | 56-891-9-135 | 71.55 | 4--6 | 0 | Cover Plates (For use with 155° F Sprinkler) | na | na | na | Brushed Chrome | na | Each | 0 | 0 | 0 | TFP448 | 0
1487 | 56-891-9-135B | 71.55 | 4--6 | 0 | Cover Plates (For use with 155° F Sprinkler) | na | na | na | Bright Chrome | na | Each | 0 | 0 | 0 | TFP448 | 0
1488 | 56-891-X-135 | 44.28 | 4--6 | 0 | Cover Plates (For use with 155° F Sprinkler) | na | na | na | Special Order* | na | Each | 0 | 0 | 0 | TFP448 | 0
1489 | 56-891-0-165 | 44.28 | 4--6 | 0 | Cover Plates (For use with 200° F Sprinkler) | na | na | na | Ivory (RAL1015) | na | Each | 0 | 0 | 0 | TFP448 | 0
1490 | 56-891-1-165 | 44.28 | 4--6 | 0 | Cover Plates (For use with 200° F Sprinkler) | na | na | na | Brass | na | Each | 0 | 0 | 0 | TFP447 | 0
1491 | 56-891-2-165 | 44.28 | 4--6 | 0 | Cover Plates (For use with 200° F Sprinkler) | na | na | na | Beige (RAL1001) | na | Each | 0 | 0 | 0 | TFP448 | 0
1492 | 56-891-3-165 | 44.28 | 4--6 | 0 | Cover Plates (For use with 200° F Sprinkler) | na | na | na | Pure White (RAL9010) | na | Each | 0 | 0 | 0 | TFP448 | 0
1493 | 56-891-4-165 | 44.28 | 4--6 | 0 | Cover Plates (For use with 200° F Sprinkler) | na | na | na | Signal White (RAL9003) | na | Each | 0 | 0 | 0 | TFP448 | 0
1494 | 56-891-5-165 | 44.28 | 4--6 | 0 | Cover Plates (For use with 200° F Sprinkler) | na | na | na | Grey White (RAL9002) | na | Each | 0 | 0 | 0 | TFP448 | 0
1495 | 56-891-6-165 | 44.28 | 4--6 | 0 | Cover Plates (For use with 200° F Sprinkler) | na | na | na | Terra Brown (RAL8028) | na | Each | 0 | 0 | 0 | TFP448 | 0
1496 | 56-891-7-165 | 44.28 | 4--6 | 0 | Cover Plates (For use with 200° F Sprinkler) | na | na | na | Black (RAL9005) | na | Each | 0 | 0 | 0 | TFP448 | 0
1497 | 56-891-8-165 | 98.55 | 4--6 | 0 | Cover Plates (For use with 200° F Sprinkler) | na | na | na | Brushed Brass | na | Each | 0 | 0 | 0 | TFP448 | 0
1498 | 56-891-9-165 | 71.55 | 4--6 | 0 | Cover Plates (For use with 200° F Sprinkler) | na | na | na | Brushed Chrome | na | Each | 0 | 0 | 0 | TFP448 | 0
1499 | 56-891-9-165B | 71.55 | 4--6 | 0 | Cover Plates (For use with 200° F Sprinkler) | na | na | na | Bright Chrome | na | Each | 0 | 0 | 0 | TFP448 | 0
1500 | 56-891-X-165 | 44.28 | 4--6 | 0 | Cover Plates (For use with 200° F Sprinkler) | na | na | na | Special Order* | na | Each | 0 | 0 | 0 | TFP448 | 0
1501 | 56-000-1-300 | 57.24 | 4--6 | 0 | Cover Plate Tool to Install or Remove Cover Plates. Used for Concealed Sprinklers | na | na | na | na | na | Each | 0 | na | 0 | 0 | 0
1502 | 91-201-1-015 | 0.87 | 4--6 | Net Price | Protective Cap for Concealed Sprinklers | na | na | na | na | na | Each | 0 | na | 0 | 0 | 0
1503 | 56-000-1-078 | 95.6 | 4--6 | 0 | W-Type 43 Wrench | na | na | na | na | na | Each | 0 | na | 0 | TFP447 | 0
1504 | 6012 | 630.79 | 4--6 | Net Price | Paint Match Set Up | na | na | na | Custom Paint* | na | Each | 0 | * Special order paint match subject to a set-up charge (Net Price) All "Special Order" cover plates are special ordered and are Non-Returnable.Please see Terms & Conditions. | 0 | 0 | 0
1505 | 51-558-1-155 | 132 | 4--7 | 0 | LFII - Residential Concealed Pendent Sprinkler, Flat Plate Wet Pipe System | 1/2" NPT | K=5.6 | 155°F (68°C) | Brass | na | Each | 0.5 | 0 | 0 | TFP448 | 40
1506 | 51-558-1-200 | 132 | 4--7 | 0 | LFII - Residential Concealed Pendent Sprinkler, Flat Plate Wet Pipe System | 1/2" NPT | K=5.6 | 200°F (93°C) | Brass | na | Each | 0.5 | 0 | 0 | TFP448 | 40
1507 | 56-891-0-135 | 44.28 | 4--7 | 0 | Cover Plates (For use with 155° F Sprinkler) | na | na | na | Ivory (RAL1015) | na | Each | 0 | 0 | 0 | TFP448 | 0
1508 | 56-891-2-135 | 44.28 | 4--7 | 0 | Cover Plates (For use with 155° F Sprinkler) | na | na | na | Beige (RAL1001) | na | Each | 0 | 0 | 0 | TFP448 | 0
1509 | 56-891-3-135 | 44.28 | 4--7 | 0 | Cover Plates (For use with 155° F Sprinkler) | na | na | na | Pure White (RAL9010) | na | Each | 0 | 0 | 0 | TFP448 | 0
1510 | 56-891-4-135 | 44.28 | 4--7 | 0 | Cover Plates (For use with 155° F Sprinkler) | na | na | na | Signal White (RAL9003) | na | Each | 0 | 0 | 0 | TFP448 | 0
1511 | 56-891-5-135 | 44.28 | 4--7 | 0 | Cover Plates (For use with 155° F Sprinkler) | na | na | na | Grey White (RAL9002) | na | Each | 0 | 0 | 0 | TFP448 | 0
1512 | 56-891-6-135 | 44.28 | 4--7 | 0 | Cover Plates (For use with 155° F Sprinkler) | na | na | na | Terra Brown (RAL8028) | na | Each | 0 | 0 | 0 | TFP448 | 0
1513 | 56-891-7-135 | 44.28 | 4--7 | 0 | Cover Plates (For use with 155° F Sprinkler) | na | na | na | Black (RAL9005) | na | Each | 0 | 0 | 0 | TFP448 | 0
1514 | 56-891-8-135 | 98.55 | 4--7 | 0 | Cover Plates (For use with 155° F Sprinkler) | na | na | na | Brushed Brass | na | Each | 0 | 0 | 0 | TFP448 | 0
1515 | 56-891-9-135 | 71.55 | 4--7 | 0 | Cover Plates (For use with 155° F Sprinkler) | na | na | na | Brushed Chrome | na | Each | 0 | 0 | 0 | TFP448 | 0
1516 | 56-891-9-135B | 71.55 | 4--7 | 0 | Cover Plates (For use with 155° F Sprinkler) | na | na | na | Bright Chrome | na | Each | 0 | 0 | 0 | TFP448 | 0
1517 | 56-891-X-135 | 44.28 | 4--7 | 0 | Cover Plates (For use with 155° F Sprinkler) | na | na | na | Special Order* | na | Each | 0 | 0 | 0 | TFP448 | 0
1518 | 56-891-0-165 | 44.28 | 4--7 | 0 | Cover Plates (For use with 200° F Sprinkler) | na | na | na | Ivory (RAL1015) | na | Each | 0 | 0 | 0 | TFP448 | 0
1519 | 56-891-2-165 | 44.28 | 4--7 | 0 | Cover Plates (For use with 200° F Sprinkler) | na | na | na | Beige (RAL1001) | na | Each | 0 | 0 | 0 | TFP448 | 0
1520 | 56-891-3-165 | 44.28 | 4--7 | 0 | Cover Plates (For use with 200° F Sprinkler) | na | na | na | Pure White (RAL9010) | na | Each | 0 | 0 | 0 | TFP448 | 0
1521 | 56-891-4-165 | 44.28 | 4--7 | 0 | Cover Plates (For use with 200° F Sprinkler) | na | na | na | Signal White (RAL9003) | na | Each | 0 | 0 | 0 | TFP448 | 0
1522 | 56-891-5-165 | 44.28 | 4--7 | 0 | Cover Plates (For use with 200° F Sprinkler) | na | na | na | Grey White (RAL9002) | na | Each | 0 | 0 | 0 | TFP448 | 0
1523 | 56-891-6-165 | 44.28 | 4--7 | 0 | Cover Plates (For use with 200° F Sprinkler) | na | na | na | Terra Brown (RAL8028) | na | Each | 0 | 0 | 0 | TFP448 | 0
1524 | 56-891-7-165 | 44.28 | 4--7 | 0 | Cover Plates (For use with 200° F Sprinkler) | na | na | na | Black (RAL9005) | na | Each | 0 | 0 | 0 | TFP448 | 0
1525 | 56-891-8-165 | 98.55 | 4--7 | 0 | Cover Plates (For use with 200° F Sprinkler) | na | na | na | Brushed Brass | na | Each | 0 | 0 | 0 | TFP448 | 0
1526 | 56-891-9-165 | 71.55 | 4--7 | 0 | Cover Plates (For use with 200° F Sprinkler) | na | na | na | Brushed Chrome | na | Each | 0 | 0 | 0 | TFP448 | 0
1527 | 56-891-9-165B | 71.55 | 4--7 | 0 | Cover Plates (For use with 200° F Sprinkler) | na | na | na | Bright Chrome | na | Each | 0 | 0 | 0 | TFP448 | 0
1528 | 56-891-X-165 | 44.28 | 4--7 | 0 | Cover Plates (For use with 200° F Sprinkler) | na | na | na | Special Order* | na | Each | 0 | 0 | 0 | TFP448 | 0
1529 | 56-000-1-300 | 57.24 | 4--7 | 0 | Cover Plate Tool to Install or Remove Cover Plates. Used for Concealed Sprinklers | na | na | na | na | na | Each | 0 | na | 0 | 0 | 0
1530 | 91-201-1-015 | 0.87 | 4--7 | Net Price | Protective Cap for Concealed Sprinklers | na | na | na | na | na | Each | 0 | na | 0 | 0 | 0
1531 | 56-000-1-077 | 170.58 | 4--7 | 0 | W-Type 44 Wrench | 0 | 0 | 0 | 0 | 0 | 0 | 0 | 0 | 0 | 0 | 0
1532 | 6012 | 630.79 | 4--7 | Net Price | Paint Match Set Up | na | na | na | Custom Paint* | na | Each | 0 | * Special order paint match subject to a set-up charge (Net Price) All "Special Order" cover plates are special ordered and are Non-Returnable.Please see Terms & Conditions. | 0 | 0 | 0
1533 | 50-520-1-160 | 179.28 | 4--8 | 0 | LFII - Residential Concealed Horizontal Sidewall Sprinkler | 1/2" NPT | K=4.2 | 160°F/71°C | Brass | na | Each | 0.375 | Design Guide TFP490 | TY2324 | TFP445 | 40
1534 | 56-204-0-135 | 44.28 | 4--8 | 0 | Cover Plate (For use with 160° F Sprinkler) | na | na | 135°F (57°C) | Ivory (RAL1015) | na | Each | 0 | na | 0 | 0 | 0
1535 | 56-204-2-135 | 44.28 | 4--8 | 0 | Cover Plate (For use with 160° F Sprinkler) | na | na | 135°F (57°C) | Beige (RAL1001) | na | Each | 0 | na | 0 | 0 | 0
1536 | 56-204-3-135 | 44.28 | 4--8 | 0 | Cover Plate (For use with 160° F Sprinkler) | na | na | 135°F (57°C) | Pure White (RAL9010) | na | Each | 0 | na | 0 | 0 | 0
1537 | 56-204-4-135 | 44.28 | 4--8 | 0 | Cover Plate (For use with 160° F Sprinkler) | na | na | 135°F (57°C) | Signal White (RAL9003) | na | Each | 0 | na | 0 | 0 | 0
1538 | 56-204-5-135 | 44.28 | 4--8 | 0 | Cover Plate (For use with 160° F Sprinkler) | na | na | 135°F (57°C) | Grey White (RAL9002) | na | Each | 0 | na | 0 | 0 | 0
1539 | 56-204-6-135 | 44.28 | 4--8 | 0 | Cover Plate (For use with 160° F Sprinkler) | na | na | 135°F (57°C) | Terra Brown (RAL8028) | na | Each | 0 | na | 0 | 0 | 0
1540 | 56-204-7-135 | 44.28 | 4--8 | 0 | Cover Plate (For use with 160° F Sprinkler) | na | na | 135°F (57°C) | Black (RAL9005) | na | Each | 0 | na | 0 | 0 | 0
1541 | 56-204-8-135 | 98.55 | 4--8 | 0 | Cover Plate (For use with 160° F Sprinkler) | na | na | 135°F (57°C) | Brushed Brass | na | Each | 0 | na | 0 | 0 | 0
1542 | 56-204-9-135 | 71.55 | 4--8 | 0 | Cover Plate (For use with 160° F Sprinkler) | na | na | 135°F (57°C) | Brushed Chrome | na | Each | 0 | na | 0 | 0 | 0
1543 | 56-204-X-135 | 44.28 | 4--8 | 0 | Cover Plate (For use with 160° F Sprinkler) | na | na | 135°F (57°C) | Special Order* | na | Each | 0 | na | 0 | 0 | 0
1544 | 56-000-1-300 | 57.24 | 4--8 | 0 | Cover Plate Tool to Install or Remove Cover Plates. Used for Concealed Sprinklers | na | na | na | na | na | Each | 0 | na | 0 | 0 | 0
1545 | 91-201-1-015 | 0.87 | 4--8 | Net Price | Protective Cap for Concealed Sprinklers | na | na | na | na | na | Each | 0 | na | 0 | 0 | 0
1546 | 56-320-1-015 | 178.02 | 4--8 | 0 | Sprinkler Wrench, W-Type 37 RFII & LFII Concealed Horizontal Sidewall | na | na | na | na | na | Each | 0 | na | 0 | 0 | 0
1547 | 6012 | 630.79 | 4--8 | Net Price | Paint Match Set Up | na | na | na | Custom Paint* | na | Each | 0 | * Special order paint match subject to a set-up charge (Net Price) All "Special Order" cover plates are special ordered and are Non-Returnable.Please see Terms & Conditions. | 0 | 0 | 0
1548 | 91-520-115 | 1.5 | 4--8 | Net Price | 3/4" Pipe Guide Bracket accessory for sprinkler installation adjacent to framing member, 2" x 4" | 3/4" | na | na | na | na | Each | 0 | na | 0 | 0 | 0
1549 | 91-520-1-117 | 1.62 | 4--8 | Net Price | 1" Pipe Guide Bracket accessory for sprinkler installation adjacent to framing member, 2" x 4" | 1" | na | na | na | na | Each | 0 | na | 0 | 0 | 0
1550 | 51-534-1-155 | 87.21 | 4--9 | 0 | #LFII, Residl, NFPA 13 Optimized HSW Sprinklers | 1/2" NPT | K=5.8 | 155°F (68°C) | Brass | na | Each | 0 | Design Guide TFP490 | TY4334 | TFP417 | 0
1551 | 51-534-1-175 | 87.21 | 4--9 | 0 | #LFII, Residl, NFPA 13 Optimized HSW Sprinklers | 1/2" NPT | K=5.8 | 175°F (79°C | Brass | na | Each | 0 | Design Guide TFP490 | TY4334 | TFP417 | 0
1552 | 51-534-9-155 | 87.21 | 4--9 | 0 | #LFII, Residl, NFPA 13 Optimized HSW Sprinklers | 1/2" NPT | K=5.8 | 155°F (68°C) | Chrome | na | Each | 0 | Design Guide TFP490 | TY4334 | TFP417 | 0
1553 | 51-534-9-175 | 87.21 | 4--9 | 0 | #LFII, Residl, NFPA 13 Optimized HSW Sprinklers | 1/2" NPT | K=5.8 | 175°F (79°C | Chrome | na | Each | 0 | Design Guide TFP490 | TY4334 | TFP417 | 0
1554 | 51-534-4-155 | 87.21 | 4--9 | 0 | #LFII, Residl, NFPA 13 Optimized HSW Sprinklers | 1/2" NPT | K=5.8 | 155°F (68°C) | Signal White (RAL 9003) | na | Each | 0 | Design Guide TFP490 | TY4334 | TFP417 | 0
1555 | 51-534-4-175 | 87.21 | 4--9 | 0 | #LFII, Residl, NFPA 13 Optimized HSW Sprinklers | 1/2" NPT | K=5.8 | 175°F (79°C | Signal White (RAL 9003) | na | Each | 0 | Design Guide TFP490 | TY4334 | TFP417 | 0
1556 | 51-524-1-155 | 80.46 | 4--9 | 0 | #LFII, Residl, NFPA 13 Optimized HSW Sprinklers | 1/2" NPT | K=5.6 | 155°F (68°C) | Brass | na | Each | 0 | Design Guide TFP490 | TY3334 | TFP415 | 0
1557 | 51-524-1-175 | 80.46 | 4--9 | 0 | #LFII, Residl, NFPA 13 Optimized HSW Sprinklers | 1/2" NPT | K=5.6 | 175°F (79°C | Brass | na | Each | 0 | Design Guide TFP490 | TY3334 | TFP415 | 0
1558 | 51-524-9-155 | 80.46 | 4--9 | 0 | #LFII, Residl, NFPA 13 Optimized HSW Sprinklers | 1/2" NPT | K=5.6 | 155°F (68°C) | Chrome | na | Each | 0 | Design Guide TFP490 | TY3334 | TFP415 | 0
1559 | 51-524-9-175 | 80.46 | 4--9 | 0 | #LFII, Residl, NFPA 13 Optimized HSW Sprinklers | 1/2" NPT | K=5.6 | 175°F (79°C | Chrome | na | Each | 0 | Design Guide TFP490 | TY3334 | TFP415 | 0
1560 | 51-524-4-155 | 80.46 | 4--9 | 0 | #LFII, Residl, NFPA 13 Optimized HSW Sprinklers | 1/2" NPT | K=5.6 | 155°F (68°C) | Signal White (RAL 9003) | na | Each | 0 | Design Guide TFP490 | TY3334 | TFP415 | 0
1561 | 51-524-4-175 | 80.46 | 4--9 | 0 | #LFII, Residl, NFPA 13 Optimized HSW Sprinklers | 1/2" NPT | K=5.6 | 175°F (79°C | Signal White (RAL 9003) | na | Each | 0 | Design Guide TFP490 | TY3334 | TFP415 | 0
1562 | 56-705-2-010 | 18.63 | 4--9 | 0 | Recessed Escutcheon (Style 20) | 1/2" NPT | na | na | Brass | na | Each | 0 | na | 0 | TFP770 | 0
1563 | 56-705-9-010 | 12.69 | 4--9 | 0 | Recessed Escutcheon (Style 20) | 1/2" NPT | na | na | Chrome Plated | na | Each | 0 | na | 0 | TFP770 | 0
1564 | 56-705-4-010 | 12.69 | 4--9 | 0 | Recessed Escutcheon (Style 20) | 1/2" NPT | na | na | Signal White (RAL 9003) | na | Each | 0 | na | 0 | TFP770 | 0
1565 | 56-000-6-387 | 102.46 | 4--9 | 0 | Sprinkler Wrench W-Type 6 Wrench | na | na | na | na | na | Each | 0 | na | 0 | 0 | 0
1566 | 56-850-4-001 | 170.58 | 4--9 | 0 | Sprinkler Wrench W-Type 7 Wrench (Recessed Only) | na | na | na | na | na | Each | 0 | CHEC, DS-1, EC-5, LFII, TY-B, TY-FRB, TY-FRFS, TY-FS, TY-FS Special | 0 | 0 | 0
1567 | 51-069-1-155 | 85.05 | 4--10 | 0 | LFII - Resid. NFPA 13 Opt. Pendent, Rec. Sprinkler | 3/4" NPT | K=6.9 | 155°F/68°C | Brass | na | Each | 0 | na | TY4234 | TFP408 | 100
1568 | 51-069-1-175 | 85.05 | 4--10 | 0 | LFII - Resid. NFPA 13 Opt. Pendent, Rec. Sprinkler | 3/4" NPT | K=6.9 | 175°F/79°C | Brass | na | Each | 0 | na | TY4234 | TFP408 | 100
1569 | 51-069-9-155 | 90.18 | 4--10 | 0 | LFII - Resid. NFPA 13 Opt. Pendent, Rec. Sprinkler | 3/4" NPT | K=6.9 | 155°F/68°C | Chrome | na | Each | 0 | na | TY4234 | TFP408 | 100
1570 | 51-069-9-175 | 90.18 | 4--10 | 0 | LFII - Resid. NFPA 13 Opt. Pendent, Rec. Sprinkler | 3/4" NPT | K=6.9 | 175°F/79°C | Chrome | na | Each | 0 | na | TY4234 | TFP408 | 100
1571 | 51-069-4-155 | 90.18 | 4--10 | 0 | LFII - Resid. NFPA 13 Opt. Pendent, Rec. Sprinkler | 3/4" NPT | K=6.9 | 155°F/68°C | Signal White (RAL 9003) | na | Each | 0 | na | TY4234 | TFP408 | 100
1572 | 51-069-4-175 | 90.18 | 4--10 | 0 | LFII - Resid. NFPA 13 Opt. Pendent, Rec. Sprinkler | 3/4" NPT | K=6.9 | 175°F/79°C | Signal White (RAL 9003) | na | Each | 0 | na | TY4234 | TFP408 | 100
1573 | 51-068-1-155 | 99.63 | 4--10 | 0 | LFII - Resid NFPA 13 Opt. Conc. Pendent Sprinkler | 3/4" NPT | K=6.9 | 155°F/68°C | na | na | Each | 0 | na | TY4234 | TFP408 | 100
1574 | 51-068-1-175 | 99.63 | 4--10 | 0 | LFII - Resid NFPA 13 Opt. Conc. Pendent Sprinkler | 3/4" NPT | K=6.9 | 175°F/79°C | na | na | Each | 0 | na | TY4234 | TFP408 | 100
1575 | 56-873-9-135 | 47.25 | 4--10 | 0 | LFII Cover Plate | na | na | 135°F/57°C | Chrome | na | Each | 0 | na | 0 | 0 | 0
1576 | 56-873-4-135 | 47.25 | 4--10 | 0 | LFII Cover Plate | na | na | 135°F/57°C | Signal White (RAL 9003) | na | Each | 0 | na | 0 | 0 | 0
1577 | 56-873-X-135 | 51.03 | 4--10 | 0 | LFII Cover Plate | na | na | 135°F/57°C | Special Order | na | Each | 0 | na | 0 | 0 | 0
1578 | 56-705-2-011 | 18.63 | 4--10 | 0 | Recessed Escutcheon (Style 30) | 3/4" NPT | na | na | Brass | na | Each | 0 | na | 0 | TFP770 | 0
1579 | 56-705-9-011 | 13.23 | 4--10 | 0 | Recessed Escutcheon (Style 30) | 3/4" NPT | na | na | Chrome Plated | na | Each | 0 | na | 0 | TFP770 | 0
1580 | 56-705-4-011 | 13.23 | 4--10 | 0 | Recessed Escutcheon (Style 30) | 3/4" NPT | na | na | Signal White (RAL 9003) | na | Each | 0 | na | 0 | TFP770 | 0
1581 | 56-000-6-387 | 102.46 | 4--10 | 0 | Sprinkler Wrench W-Type 6 Wrench | na | na | na | na | na | Each | 0 | na | 0 | 0 | 0
1582 | 56-850-4-001 | 170.58 | 4--10 | 0 | Sprinkler Wrench W-Type 7 Wrench (Recessed Only) | na | na | na | na | na | Each | 0 | CHEC, DS-1, EC-5, LFII, TY-B, TY-FRB, TY-FRFS, TY-FS, TY-FS Special | 0 | 0 | 0
1583 | 6012 | 630.79 | 4--10 | Net Price | Paint Match Set Up | na | na | na | Custom Paint* | na | Each | 0 | * Special order paint match subject to a set-up charge (Net Price) All "Special Order" cover plates are special ordered and are Non-Returnable.Please see Terms & Conditions. | 0 | 0 | 0
1584 | 56-705-2-010 | 18.63 | 4--11 | 0 | Recessed Escutcheon (Style 20) | 1/2" NPT | na | na | Brass | na | Each | 0 | na | 0 | TFP770 | 0
1585 | 56-705-9-010 | 12.69 | 4--11 | 0 | Recessed Escutcheon (Style 20) | 1/2" NPT | na | na | Chrome Plated | na | Each | 0 | na | 0 | TFP770 | 0
1586 | 56-705-4-010 | 12.69 | 4--11 | 0 | Recessed Escutcheon (Style 20) | 1/2" NPT | na | na | Signal White (RAL 9003) | na | Each | 0 | na | 0 | TFP770 | 0
1587 | 56-000-6-387 | 102.46 | 4--11 | 0 | Sprinkler Wrench W-Type 6 Wrench | na | na | na | na | na | Each | 0 | na | 0 | 0 | 0
1588 | 56-850-4-001 | 170.58 | 4--11 | 0 | Sprinkler Wrench W-Type 7 Wrench (Recessed Only) | na | na | na | na | na | Each | 0 | CHEC, DS-1, EC-5, LFII, TY-B, TY-FRB, TY-FRFS, TY-FS, TY-FS Special | 0 | 0 | 0
1589 | 52-540-1-011 | 2416.68 | 4--12 | 0 | Residential Domestic Shutoff Valve, Model RSV-1 | 1" | na | na | Stainless Steel | na | Each | 0 | na | 0 | 0 | 0
1590 | 52-540-1-012 | 3809.9 | 4--12 | 0 | Residential Domestic Shutoff Valve, Model RSV-1 | 2" | na | na | Stainless Steel | na | Each | 0 | na | 0 | 0 | 0
1591 | 56-701-2-010 | 18.63 | 5--1 | 0 | Recessed Escutcheon (Style 10) | 1/2" NPT | na | na | Brass | na | Each | 0 | na | 0 | TFP770 | 0
1592 | 56-701-9-010 | 12.69 | 5--1 | 0 | Recessed Escutcheon (Style 10) | 1/2" NPT | na | na | Chrome Plated | na | Each | 0 | na | 0 | TFP770 | 0
1593 | 56-701-4-010 | 12.69 | 5--1 | 0 | Recessed Escutcheon (Style 10) | 1/2" NPT | na | na | Signal White (RAL 9003) | na | Each | 0 | na | 0 | TFP770 | 0
1594 | 91-106-2-007 | 12.96 | 5--1 | 0 | Replacement Escutcheon (Push On) | na | na | na | Brass | na | Each | 0 | na | 0 | 0 | 0
1595 | 91-106-9-007 | 12.69 | 5--1 | 0 | Replacement Escutcheon (Push On) | na | na | na | Chrome | na | Each | 0 | na | 0 | 0 | 0
1596 | 91-106-0-007 | 12.69 | 5--1 | 0 | Replacement Escutcheon (Push On) | na | na | na | White | na | Each | 0 | na | 0 | 0 | 0
1597 | 91-107-2-010 | 14.04 | 5--1 | 0 | Replacement Escutcheon - Deep | na | na | na | Brass | na | Each | 0 | na | 0 | 0 | 0
1598 | 91-107-9-007 | 11.88 | 5--1 | 0 | Replacement Escutcheon - Deep | na | na | na | Chrome | na | Each | 0 | na | 0 | 0 | 0
1599 | 91-107-4-007 | 11.88 | 5--1 | 0 | Replacement Escutcheon - Deep | na | na | na | White | na | Each | 0 | na | 0 | 0 | 0
1600 | 63-000-0-002 | 91.3 | 5--1 | 0 | DSB-2 Dry Sprinkler Boot Kit | na | na | na | na | na | Each | 0 | Includes: 1-EPDM Rubber Boot, 2-Nylon Ties, 1-1/3 oz tube of adhesive | 0 | TFP590 | 0
1601 | 56-850-4-001 | 170.58 | 5--1 | 0 | Sprinkler Wrench W-Type 7 Wrench (Recessed Only) | na | na | na | na | na | Each | 0 | CHEC, DS-1, EC-5, LFII, TY-B, TY-FRB, TY-FRFS, TY-FS, TY-FS Special | 0 | 0 | 0
1602 | 56-701-2-010 | 18.63 | 5--2 | 0 | Recessed Escutcheon (Style 10) | 1/2" NPT | na | na | Brass | na | Each | 0 | na | 0 | TFP770 | 0
1603 | 56-701-9-010 | 12.69 | 5--2 | 0 | Recessed Escutcheon (Style 10) | 1/2" NPT | na | na | Chrome Plated | na | Each | 0 | na | 0 | TFP770 | 0
1604 | 56-701-4-010 | 12.69 | 5--2 | 0 | Recessed Escutcheon (Style 10) | 1/2" NPT | na | na | Signal White (RAL 9003) | na | Each | 0 | na | 0 | TFP770 | 0
1605 | 91-106-2-007 | 12.96 | 5--2 | 0 | Replacement Escutcheon (Push On) | na | na | na | Brass | na | Each | 0 | na | 0 | 0 | 0
1606 | 91-106-9-007 | 12.69 | 5--2 | 0 | Replacement Escutcheon (Push On) | na | na | na | Chrome | na | Each | 0 | na | 0 | 0 | 0
1607 | 91-106-0-007 | 12.69 | 5--2 | 0 | Replacement Escutcheon (Push On) | na | na | na | White | na | Each | 0 | na | 0 | 0 | 0
1608 | 91-107-2-010 | 14.04 | 5--2 | 0 | Replacement Escutcheon - Deep | na | na | na | Brass | na | Each | 0 | na | 0 | 0 | 0
1609 | 91-107-9-007 | 11.88 | 5--2 | 0 | Replacement Escutcheon - Deep | na | na | na | Chrome | na | Each | 0 | na | 0 | 0 | 0
1610 | 91-107-4-007 | 11.88 | 5--2 | 0 | Replacement Escutcheon - Deep | na | na | na | White | na | Each | 0 | na | 0 | 0 | 0
1611 | 63-000-0-002 | 91.3 | 5--2 | 0 | DSB-2 Dry Sprinkler Boot Kit | na | na | na | na | na | Each | 0 | Includes: 1-EPDM Rubber Boot, 2-Nylon Ties, 1-1/3 oz tube of adhesive | 0 | TFP590 | 0
1612 | 56-850-4-001 | 170.58 | 5--2 | 0 | Sprinkler Wrench W-Type 7 Wrench (Recessed Only) | na | na | na | na | na | Each | 0 | CHEC, DS-1, EC-5, LFII, TY-B, TY-FRB, TY-FRFS, TY-FS, TY-FS Special | 0 | 0 | 0
1613 | 56-701-2-010 | 18.63 | 5--3 | 0 | Recessed Escutcheon (Style 10) | 1/2" NPT | na | na | Brass | na | Each | 0 | na | 0 | TFP770 | 0
1614 | 56-701-9-010 | 12.69 | 5--3 | 0 | Recessed Escutcheon (Style 10) | 1/2" NPT | na | na | Chrome Plated | na | Each | 0 | na | 0 | TFP770 | 0
1615 | 56-701-4-010 | 12.69 | 5--3 | 0 | Recessed Escutcheon (Style 10) | 1/2" NPT | na | na | Signal White (RAL 9003) | na | Each | 0 | na | 0 | TFP770 | 0
1616 | 91-106-2-007 | 12.96 | 5--3 | 0 | Replacement Escutcheon (Push On) | na | na | na | Brass | na | Each | 0 | na | 0 | 0 | 0
1617 | 91-106-9-007 | 12.69 | 5--3 | 0 | Replacement Escutcheon (Push On) | na | na | na | Chrome | na | Each | 0 | na | 0 | 0 | 0
1618 | 91-106-0-007 | 12.69 | 5--3 | 0 | Replacement Escutcheon (Push On) | na | na | na | White | na | Each | 0 | na | 0 | 0 | 0
1619 | 91-107-2-010 | 14.04 | 5--3 | 0 | Replacement Escutcheon - Deep | na | na | na | Brass | na | Each | 0 | na | 0 | 0 | 0
1620 | 91-107-9-007 | 11.88 | 5--3 | 0 | Replacement Escutcheon - Deep | na | na | na | Chrome | na | Each | 0 | na | 0 | 0 | 0
1621 | 91-107-4-007 | 11.88 | 5--3 | 0 | Replacement Escutcheon - Deep | na | na | na | White | na | Each | 0 | na | 0 | 0 | 0
1622 | 63-000-0-002 | 91.3 | 5--3 | 0 | DSB-2 Dry Sprinkler Boot Kit | na | na | na | na | na | Each | 0 | Includes: 1-EPDM Rubber Boot, 2-Nylon Ties, 1-1/3 oz tube of adhesive | 0 | TFP590 | 0
1623 | 56-850-4-001 | 170.58 | 5--3 | 0 | Sprinkler Wrench W-Type 7 Wrench (Recessed Only) | na | na | na | na | na | Each | 0 | CHEC, DS-1, EC-5, LFII, TY-B, TY-FRB, TY-FRFS, TY-FS, TY-FS Special | 0 | 0 | 0
1624 | 91-106-2-007 | 12.96 | 5--4 | 0 | Replacement Escutcheon (Push On) | na | na | na | Brass | na | Each | 0 | na | 0 | 0 | 0
1625 | 91-106-9-007 | 12.69 | 5--4 | 0 | Replacement Escutcheon (Push On) | na | na | na | Chrome | na | Each | 0 | na | 0 | 0 | 0
1626 | 91-106-0-007 | 12.69 | 5--4 | 0 | Replacement Escutcheon (Push On) | na | na | na | White | na | Each | 0 | na | 0 | 0 | 0
1627 | 63-000-0-002 | 91.3 | 5--4 | 0 | DSB-2 Dry Sprinkler Boot Kit | na | na | na | na | na | Each | 0 | Includes: 1-EPDM Rubber Boot, 2-Nylon Ties, 1-1/3 oz tube of adhesive | 0 | TFP590 | 0
1628 | 56-850-4-001 | 170.58 | 5--4 | 0 | Sprinkler Wrench W-Type 7 Wrench (Recessed Only) | na | na | na | na | na | Each | 0 | CHEC, DS-1, EC-5, LFII, TY-B, TY-FRB, TY-FRFS, TY-FS, TY-FS Special | 0 | 0 | 0
1629 | 56-701-1-010 | 35.64 | 5--5 | 0 | Recessed Escutcheon (Style 10) | 1/2" NPT | na | na | Stainless Steel, Unpolished | na | Each | 0 | na | 0 | 0 | 0
1630 | 91-106-8-007 | 35.64 | 5--5 | 0 | Recessed Escutcheon Push-On | na | na | na | Stainless Steel Plain | na | Each | 0 | na | 0 | TFP770 | 0
1631 | 63-000-0-002 | 91.3 | 5--5 | 0 | DSB-2 Dry Sprinkler Boot Kit | na | na | na | na | na | Each | 0 | Includes: 1-EPDM Rubber Boot, 2-Nylon Ties, 1-1/3 oz tube of adhesive | 0 | TFP590 | 0
1632 | 56-850-4-001 | 170.58 | 5--5 | 0 | Sprinkler Wrench W-Type 7 Wrench (Recessed Only) | na | na | na | na | na | Each | 0 | CHEC, DS-1, EC-5, LFII, TY-B, TY-FRB, TY-FRFS, TY-FS, TY-FS Special | 0 | 0 | 0
1633 | 56-701-1-010 | 35.64 | 5--6 | 0 | Recessed Escutcheon (Style 10) | 1/2" NPT | na | na | Stainless Steel, Unpolished | na | Each | 0 | na | 0 | 0 | 0
1634 | 91-106-8-007 | 35.64 | 5--6 | 0 | Recessed Escutcheon Push-On | na | na | na | Stainless Steel Plain | na | Each | 0 | na | 0 | TFP770 | 0
1635 | 63-000-0-002 | 91.3 | 5--6 | 0 | DSB-2 Dry Sprinkler Boot Kit | na | na | na | na | na | Each | 0 | Includes: 1-EPDM Rubber Boot, 2-Nylon Ties, 1-1/3 oz tube of adhesive | 0 | TFP590 | 0
1636 | 56-850-4-001 | 170.58 | 5--6 | 0 | Sprinkler Wrench W-Type 7 Wrench (Recessed Only) | na | na | na | na | na | Each | 0 | CHEC, DS-1, EC-5, LFII, TY-B, TY-FRB, TY-FRFS, TY-FS, TY-FS Special | 0 | 0 | 0
1637 | 56-701-2-010 | 18.63 | 5--7 | 0 | Recessed Escutcheon (Style 10) | 1/2" NPT | na | na | Brass | na | Each | 0 | na | 0 | TFP770 | 0
1638 | 56-701-9-010 | 12.69 | 5--7 | 0 | Recessed Escutcheon (Style 10) | 1/2" NPT | na | na | Chrome Plated | na | Each | 0 | na | 0 | TFP770 | 0
1639 | 56-701-4-010 | 12.69 | 5--7 | 0 | Recessed Escutcheon (Style 10) | 1/2" NPT | na | na | Signal White (RAL 9003) | na | Each | 0 | na | 0 | TFP770 | 0
1640 | 91-106-2-007 | 12.96 | 5--7 | 0 | Replacement Escutcheon (Push On) | na | na | na | Brass | na | Each | 0 | na | 0 | 0 | 0
1641 | 91-106-9-007 | 12.69 | 5--7 | 0 | Replacement Escutcheon (Push On) | na | na | na | Chrome | na | Each | 0 | na | 0 | 0 | 0
1642 | 91-106-0-007 | 12.69 | 5--7 | 0 | Replacement Escutcheon (Push On) | na | na | na | White | na | Each | 0 | na | 0 | 0 | 0
1643 | 91-107-2-010 | 14.04 | 5--7 | 0 | Replacement Escutcheon - Deep | na | na | na | Brass | na | Each | 0 | na | 0 | 0 | 0
1644 | 91-107-9-007 | 11.88 | 5--7 | 0 | Replacement Escutcheon - Deep | na | na | na | Chrome | na | Each | 0 | na | 0 | 0 | 0
1645 | 91-107-4-007 | 11.88 | 5--7 | 0 | Replacement Escutcheon - Deep | na | na | na | White | na | Each | 0 | na | 0 | 0 | 0
1646 | 63-000-0-002 | 91.3 | 5--7 | 0 | DSB-2 Dry Sprinkler Boot Kit | na | na | na | na | na | Each | 0 | Includes: 1-EPDM Rubber Boot, 2-Nylon Ties, 1-1/3 oz tube of adhesive | 0 | TFP590 | 0
1647 | 56-850-4-001 | 170.58 | 5--7 | 0 | Sprinkler Wrench W-Type 7 Wrench (Recessed Only) | na | na | na | na | na | Each | 0 | CHEC, DS-1, EC-5, LFII, TY-B, TY-FRB, TY-FRFS, TY-FS, TY-FS Special | 0 | 0 | 0
1648 | 56-701-2-010 | 18.63 | 5--8 | 0 | Recessed Escutcheon (Style 10) | 1/2" NPT | na | na | Brass | na | Each | 0 | na | 0 | TFP770 | 0
1649 | 56-701-9-010 | 12.69 | 5--8 | 0 | Recessed Escutcheon (Style 10) | 1/2" NPT | na | na | Chrome Plated | na | Each | 0 | na | 0 | TFP770 | 0
1650 | 56-701-4-010 | 12.69 | 5--8 | 0 | Recessed Escutcheon (Style 10) | 1/2" NPT | na | na | Signal White (RAL 9003) | na | Each | 0 | na | 0 | TFP770 | 0
1651 | 91-106-2-007 | 12.96 | 5--8 | 0 | Replacement Escutcheon (Push On) | na | na | na | Brass | na | Each | 0 | na | 0 | 0 | 0
1652 | 91-106-9-007 | 12.69 | 5--8 | 0 | Replacement Escutcheon (Push On) | na | na | na | Chrome | na | Each | 0 | na | 0 | 0 | 0
1653 | 91-106-0-007 | 12.69 | 5--8 | 0 | Replacement Escutcheon (Push On) | na | na | na | White | na | Each | 0 | na | 0 | 0 | 0
1654 | 91-107-2-010 | 14.04 | 5--8 | 0 | Replacement Escutcheon - Deep | na | na | na | Brass | na | Each | 0 | na | 0 | 0 | 0
1655 | 91-107-9-007 | 11.88 | 5--8 | 0 | Replacement Escutcheon - Deep | na | na | na | Chrome | na | Each | 0 | na | 0 | 0 | 0
1656 | 91-107-4-007 | 11.88 | 5--8 | 0 | Replacement Escutcheon - Deep | na | na | na | White | na | Each | 0 | na | 0 | 0 | 0
1657 | 63-000-0-002 | 91.3 | 5--8 | 0 | DSB-2 Dry Sprinkler Boot Kit | na | na | na | na | na | Each | 0 | Includes: 1-EPDM Rubber Boot, 2-Nylon Ties, 1-1/3 oz tube of adhesive | 0 | TFP590 | 0
1658 | 56-850-4-001 | 170.58 | 5--8 | 0 | Sprinkler Wrench W-Type 7 Wrench (Recessed Only) | na | na | na | na | na | Each | 0 | CHEC, DS-1, EC-5, LFII, TY-B, TY-FRB, TY-FRFS, TY-FS, TY-FS Special | 0 | 0 | 0
1659 | 56-701-2-010 | 18.63 | 5--9 | 0 | Recessed Escutcheon (Style 10) | 1/2" NPT | na | na | Brass | na | Each | 0 | na | 0 | TFP770 | 0
1660 | 56-701-9-010 | 12.69 | 5--9 | 0 | Recessed Escutcheon (Style 10) | 1/2" NPT | na | na | Chrome Plated | na | Each | 0 | na | 0 | TFP770 | 0
1661 | 56-701-4-010 | 12.69 | 5--9 | 0 | Recessed Escutcheon (Style 10) | 1/2" NPT | na | na | Signal White (RAL 9003) | na | Each | 0 | na | 0 | TFP770 | 0
1662 | 91-106-2-007 | 12.96 | 5--9 | 0 | Replacement Escutcheon (Push On) | na | na | na | Brass | na | Each | 0 | na | 0 | 0 | 0
1663 | 91-106-9-007 | 12.69 | 5--9 | 0 | Replacement Escutcheon (Push On) | na | na | na | Chrome | na | Each | 0 | na | 0 | 0 | 0
1664 | 91-106-0-007 | 12.69 | 5--9 | 0 | Replacement Escutcheon (Push On) | na | na | na | White | na | Each | 0 | na | 0 | 0 | 0
1665 | 91-107-2-010 | 14.04 | 5--9 | 0 | Replacement Escutcheon - Deep | na | na | na | Brass | na | Each | 0 | na | 0 | 0 | 0
1666 | 91-107-9-007 | 11.88 | 5--9 | 0 | Replacement Escutcheon - Deep | na | na | na | Chrome | na | Each | 0 | na | 0 | 0 | 0
1667 | 91-107-4-007 | 11.88 | 5--9 | 0 | Replacement Escutcheon - Deep | na | na | na | White | na | Each | 0 | na | 0 | 0 | 0
1668 | 63-000-0-002 | 91.3 | 5--9 | 0 | DSB-2 Dry Sprinkler Boot Kit | na | na | na | na | na | Each | 0 | Includes: 1-EPDM Rubber Boot, 2-Nylon Ties, 1-1/3 oz tube of adhesive | 0 | TFP590 | 0
1669 | 56-850-4-001 | 170.58 | 5--9 | 0 | Sprinkler Wrench W-Type 7 Wrench (Recessed Only) | na | na | na | na | na | Each | 0 | CHEC, DS-1, EC-5, LFII, TY-B, TY-FRB, TY-FRFS, TY-FS, TY-FS Special | 0 | 0 | 0
1670 | 854922 | 12.69 | 5--10 | 0 | Replacement Escutcheon - Flush | na | na | na | Brass | na | Each | 0 | na | 0 | 0 | 0
1671 | 854912 | 12.69 | 5--10 | 0 | Replacement Escutcheon - Flush | na | na | na | Chrome | na | Each | 0 | na | 0 | 0 | 0
1672 | 854902 | 18.63 | 5--10 | 0 | Replacement Escutcheon - Flush | na | na | na | White | na | Each | 0 | na | 0 | 0 | 0
1673 | 854822 | 12.69 | 5--10 | 0 | Replacement Escutcheon - Deep | na | na | na | Brass | na | Each | 0 | na | 0 | 0 | 0
1674 | 854812 | 12.69 | 5--10 | 0 | Replacement Escutcheon - Deep | na | na | na | Chrome | na | Each | 0 | na | 0 | 0 | 0
1675 | 854802 | 12.69 | 5--10 | 0 | Replacement Escutcheon - Deep | na | na | na | White | na | Each | 0 | na | 0 | 0 | 0
1676 | 63-000-0-002 | 91.3 | 5--10 | 0 | DSB-2 Dry Sprinkler Boot Kit | na | na | na | na | na | Each | 0 | Includes: 1-EPDM Rubber Boot, 2-Nylon Ties, 1-1/3 oz tube of adhesive | 0 | TFP590 | 0
1677 | 56-010-4-118 | 145.97 | 5--10 | 0 | Sprinkler Wrench, W-Type 17 Wrench - Series DS-2 | na | na | na | na | na | Each | 0 | na | 0 | 0 | 0
1678 | 854922 | 12.69 | 5--11 | 0 | Replacement Escutcheon - Flush | na | na | na | Brass | na | Each | 0 | na | 0 | 0 | 0
1679 | 854912 | 12.69 | 5--11 | 0 | Replacement Escutcheon - Flush | na | na | na | Chrome | na | Each | 0 | na | 0 | 0 | 0
1680 | 854902 | 18.63 | 5--11 | 0 | Replacement Escutcheon - Flush | na | na | na | White | na | Each | 0 | na | 0 | 0 | 0
1681 | 854822 | 12.69 | 5--11 | 0 | Replacement Escutcheon - Deep | na | na | na | Brass | na | Each | 0 | na | 0 | 0 | 0
1682 | 854812 | 12.69 | 5--11 | 0 | Replacement Escutcheon - Deep | na | na | na | Chrome | na | Each | 0 | na | 0 | 0 | 0
1683 | 854802 | 12.69 | 5--11 | 0 | Replacement Escutcheon - Deep | na | na | na | White | na | Each | 0 | na | 0 | 0 | 0
1684 | 63-000-0-002 | 91.3 | 5--11 | 0 | DSB-2 Dry Sprinkler Boot Kit | na | na | na | na | na | Each | 0 | Includes: 1-EPDM Rubber Boot, 2-Nylon Ties, 1-1/3 oz tube of adhesive | 0 | TFP590 | 0
1685 | 56-010-4-118 | 145.97 | 5--11 | 0 | Sprinkler Wrench, W-Type 17 Wrench - Series DS-2 | na | na | na | na | na | Each | 0 | na | 0 | 0 | 0
1686 | 854922 | 12.69 | 5--12 | 0 | Replacement Escutcheon - Flush | na | na | na | Brass | na | Each | 0 | na | 0 | 0 | 0
1687 | 854912 | 12.69 | 5--12 | 0 | Replacement Escutcheon - Flush | na | na | na | Chrome | na | Each | 0 | na | 0 | 0 | 0
1688 | 854902 | 18.63 | 5--12 | 0 | Replacement Escutcheon - Flush | na | na | na | White | na | Each | 0 | na | 0 | 0 | 0
1689 | 854822 | 12.69 | 5--12 | 0 | Replacement Escutcheon - Deep | na | na | na | Brass | na | Each | 0 | na | 0 | 0 | 0
1690 | 854812 | 12.69 | 5--12 | 0 | Replacement Escutcheon - Deep | na | na | na | Chrome | na | Each | 0 | na | 0 | 0 | 0
1691 | 854802 | 12.69 | 5--12 | 0 | Replacement Escutcheon - Deep | na | na | na | White | na | Each | 0 | na | 0 | 0 | 0
1692 | 63-000-0-002 | 91.3 | 5--12 | 0 | DSB-2 Dry Sprinkler Boot Kit | na | na | na | na | na | Each | 0 | Includes: 1-EPDM Rubber Boot, 2-Nylon Ties, 1-1/3 oz tube of adhesive | 0 | TFP590 | 0
1693 | 56-010-4-118 | 145.97 | 5--12 | 0 | Sprinkler Wrench, W-Type 17 Wrench - Series DS-2 | na | na | na | na | na | Each | 0 | na | 0 | 0 | 0
1694 | 854922 | 12.69 | 5--13 | 0 | Replacement Escutcheon - Flush | na | na | na | Brass | na | Each | 0 | na | 0 | 0 | 0
1695 | 854912 | 12.69 | 5--13 | 0 | Replacement Escutcheon - Flush | na | na | na | Chrome | na | Each | 0 | na | 0 | 0 | 0
1696 | 854902 | 18.63 | 5--13 | 0 | Replacement Escutcheon - Flush | na | na | na | White | na | Each | 0 | na | 0 | 0 | 0
1697 | 854822 | 12.69 | 5--13 | 0 | Replacement Escutcheon - Deep | na | na | na | Brass | na | Each | 0 | na | 0 | 0 | 0
1698 | 854812 | 12.69 | 5--13 | 0 | Replacement Escutcheon - Deep | na | na | na | Chrome | na | Each | 0 | na | 0 | 0 | 0
1699 | 854802 | 12.69 | 5--13 | 0 | Replacement Escutcheon - Deep | na | na | na | White | na | Each | 0 | na | 0 | 0 | 0
1700 | 63-000-0-002 | 91.3 | 5--13 | 0 | DSB-2 Dry Sprinkler Boot Kit | na | na | na | na | na | Each | 0 | Includes: 1-EPDM Rubber Boot, 2-Nylon Ties, 1-1/3 oz tube of adhesive | 0 | TFP590 | 0
1701 | 56-892-1-001 | 170.58 | 5--13 | 0 | Sprinkler Wrench W-Type 8 Wrench | na | na | na | na | na | Each | 0 | na | 0 | 0 | 0
1702 | 56-792-1-135 | 43.2 | 5--14 | 0 | Cover Plate (For use with 155° F Sprinkler) | na | na | 135°F/57°C | Brushed Brass | na | Each | 0 | na | 0 | 0 | 0
1703 | 56-792-2-135 | 45.09 | 5--14 | 0 | Cover Plate (For use with 155° F Sprinkler) | na | na | 135°F/57°C | Brass | na | Each | 0 | na | 0 | 0 | 0
1704 | 56-792-8-135 | 45.09 | 5--14 | 0 | Cover Plate (For use with 155° F Sprinkler) | na | na | 135°F/57°C | Brushed Chrome | na | Each | 0 | na | 0 | 0 | 0
1705 | 56-792-9-135 | 43.2 | 5--14 | 0 | Cover Plate (For use with 155° F Sprinkler) | na | na | 135°F/57°C | Chrome | na | Each | 0 | na | 0 | 0 | 0
1706 | 56-792-0-135 | 43.2 | 5--14 | 0 | Cover Plate (For use with 155° F Sprinkler) | na | na | 135°F/57°C | Grey White (RAL9002) | na | Each | 0 | na | 0 | 0 | 0
1707 | 56-792-4-135 | 43.2 | 5--14 | 0 | Cover Plate (For use with 155° F Sprinkler) | na | na | 135°F/57°C | Signal White (RAL 9003) | na | Each | 0 | na | 0 | 0 | 0
1708 | 56-792-6-135 | 43.2 | 5--14 | 0 | Cover Plate (For use with 155° F Sprinkler) | na | na | 135°F/57°C | Jet Black (RAL 9005) | na | Each | 0 | na | 0 | 0 | 0
1709 | 56-792-7-135 | 43.2 | 5--14 | 0 | Cover Plate (For use with 155° F Sprinkler) | na | na | 135°F/57°C | Terra Brown (RAL 8082) | na | Each | 0 | na | 0 | 0 | 0
1710 | 56-792-X-135 | 45.36 | 5--14 | 0 | Cover Plate (For use with 155° F Sprinkler) | na | na | 135°F/57°C | Special Order | na | Each | 0 | All “Special Order” cover plate are special ordered and are Non-Returnable. Please see “Terms & Conditions” *Special Order paint match subject to set-up charge. (Net Price) | 0 | 0 | 0
1711 | 56-792-1-165 | 43.2 | 5--14 | 0 | Cover Plate (For use with 200° F Sprinkler) | na | na | 165°F/74°C | Brushed Brass | na | Each | 0 | na | 0 | 0 | 0
1712 | 56-792-2-165 | 45.09 | 5--14 | 0 | Cover Plate (For use with 200° F Sprinkler) | na | na | 165°F/74°C | Brass | na | Each | 0 | na | 0 | 0 | 0
1713 | 56-792-8-165 | 45.09 | 5--14 | 0 | Cover Plate (For use with 200° F Sprinkler) | na | na | 165°F/74°C | BrushedChrome | na | Each | 0 | na | 0 | 0 | 0
1714 | 56-792-9-165 | 43.2 | 5--14 | 0 | Cover Plate (For use with 200° F Sprinkler) | na | na | 165°F/74°C | Chrome | na | Each | 0 | na | 0 | 0 | 0
1715 | 56-792-0-165 | 43.2 | 5--14 | 0 | Cover Plate (For use with 200° F Sprinkler) | na | na | 165°F/74°C | Grey White (RAL9002) | na | Each | 0 | na | 0 | 0 | 0
1716 | 56-792-4-165 | 43.2 | 5--14 | 0 | Cover Plate (For use with 200° F Sprinkler) | na | na | 165°F/74°C | Signal White (RAL 9003) | na | Each | 0 | na | 0 | 0 | 0
1717 | 56-792-6-165 | 43.2 | 5--14 | 0 | Cover Plate (For use with 200° F Sprinkler) | na | na | 165°F/74°C | Jet Black (RAL 9005) | na | Each | 0 | na | 0 | 0 | 0
1718 | 56-792-7-165 | 43.2 | 5--14 | 0 | Cover Plate (For use with 200° F Sprinkler) | na | na | 165°F/74°C | Terra Brown (RAL 8082) | na | Each | 0 | na | 0 | 0 | 0
1719 | 56-792-X-165 | 45.36 | 5--14 | 0 | Cover Plate (For use with 200° F Sprinkler) | na | na | 165°F/74°C | Special Order | na | Each | 0 | All “Special Order” cover plate are special ordered and are Non-Returnable. Please see “Terms & Conditions” *Special Order paint match subject to set-up charge. (Net Price) | 0 | 0 | 0
1720 | 6012 | 630.79 | 5--14 | Net Price | Paint Match Set Up | na | na | na | Custom Paint* | na | Each | 0 | * Special order paint match subject to a set-up charge (Net Price) All "Special Order" cover plates are special ordered and are Non-Returnable.Please see Terms & Conditions. | 0 | 0 | 0
1721 | 63-000-0-002 | 91.3 | 5--14 | 0 | DSB-2 Dry Sprinkler Boot Kit | na | na | na | na | na | Each | 0 | Includes: 1-EPDM Rubber Boot, 2-Nylon Ties, 1-1/3 oz tube of adhesive | 0 | TFP590 | 0
1722 | 56-000-1-075 | 170.58 | 5--14 | 0 | Sprinkler Wrench, RFII Wrench DS-C, Series DS-CEC | na | na | na | na | na | Each | 0 | na | 0 | 0 | 0
1723 | 56-792-1-135 | 43.2 | 5--15 | 0 | Cover Plate (For use with 155° F Sprinkler) | na | na | 135°F/57°C | Brushed Brass | na | Each | 0 | na | 0 | 0 | 0
1724 | 56-792-2-135 | 45.09 | 5--15 | 0 | Cover Plate (For use with 155° F Sprinkler) | na | na | 135°F/57°C | Brass | na | Each | 0 | na | 0 | 0 | 0
1725 | 56-792-8-135 | 45.09 | 5--15 | 0 | Cover Plate (For use with 155° F Sprinkler) | na | na | 135°F/57°C | Brushed Chrome | na | Each | 0 | na | 0 | 0 | 0
1726 | 56-792-9-135 | 43.2 | 5--15 | 0 | Cover Plate (For use with 155° F Sprinkler) | na | na | 135°F/57°C | Chrome | na | Each | 0 | na | 0 | 0 | 0
1727 | 56-792-0-135 | 43.2 | 5--15 | 0 | Cover Plate (For use with 155° F Sprinkler) | na | na | 135°F/57°C | Grey White (RAL9002) | na | Each | 0 | na | 0 | 0 | 0
1728 | 56-792-4-135 | 43.2 | 5--15 | 0 | Cover Plate (For use with 155° F Sprinkler) | na | na | 135°F/57°C | Signal White (RAL 9003) | na | Each | 0 | na | 0 | 0 | 0
1729 | 56-792-6-135 | 43.2 | 5--15 | 0 | Cover Plate (For use with 155° F Sprinkler) | na | na | 135°F/57°C | Jet Black (RAL 9005) | na | Each | 0 | na | 0 | 0 | 0
1730 | 56-792-7-135 | 43.2 | 5--15 | 0 | Cover Plate (For use with 155° F Sprinkler) | na | na | 135°F/57°C | Terra Brown (RAL 8082) | na | Each | 0 | na | 0 | 0 | 0
1731 | 56-792-X-135 | 45.36 | 5--15 | 0 | Cover Plate (For use with 155° F Sprinkler) | na | na | 135°F/57°C | Special Order | na | Each | 0 | All “Special Order” cover plate are special ordered and are Non-Returnable. Please see “Terms & Conditions” *Special Order paint match subject to set-up charge. (Net Price) | 0 | 0 | 0
1732 | 56-792-1-165 | 43.2 | 5--15 | 0 | Cover Plate (For use with 200° F Sprinkler) | na | na | 165°F/74°C | Brushed Brass | na | Each | 0 | na | 0 | 0 | 0
1733 | 56-792-2-165 | 45.09 | 5--15 | 0 | Cover Plate (For use with 200° F Sprinkler) | na | na | 165°F/74°C | Brass | na | Each | 0 | na | 0 | 0 | 0
1734 | 56-792-8-165 | 45.09 | 5--15 | 0 | Cover Plate (For use with 200° F Sprinkler) | na | na | 165°F/74°C | BrushedChrome | na | Each | 0 | na | 0 | 0 | 0
1735 | 56-792-9-165 | 43.2 | 5--15 | 0 | Cover Plate (For use with 200° F Sprinkler) | na | na | 165°F/74°C | Chrome | na | Each | 0 | na | 0 | 0 | 0
1736 | 56-792-0-165 | 43.2 | 5--15 | 0 | Cover Plate (For use with 200° F Sprinkler) | na | na | 165°F/74°C | Grey White (RAL9002) | na | Each | 0 | na | 0 | 0 | 0
1737 | 56-792-4-165 | 43.2 | 5--15 | 0 | Cover Plate (For use with 200° F Sprinkler) | na | na | 165°F/74°C | Signal White (RAL 9003) | na | Each | 0 | na | 0 | 0 | 0
1738 | 56-792-6-165 | 43.2 | 5--15 | 0 | Cover Plate (For use with 200° F Sprinkler) | na | na | 165°F/74°C | Jet Black (RAL 9005) | na | Each | 0 | na | 0 | 0 | 0
1739 | 56-792-7-165 | 43.2 | 5--15 | 0 | Cover Plate (For use with 200° F Sprinkler) | na | na | 165°F/74°C | Terra Brown (RAL 8082) | na | Each | 0 | na | 0 | 0 | 0
1740 | 56-792-X-165 | 45.36 | 5--15 | 0 | Cover Plate (For use with 200° F Sprinkler) | na | na | 165°F/74°C | Special Order | na | Each | 0 | All “Special Order” cover plate are special ordered and are Non-Returnable. Please see “Terms & Conditions” *Special Order paint match subject to set-up charge. (Net Price) | 0 | 0 | 0
1741 | 6012 | 630.79 | 5--15 | Net Price | Paint Match Set Up | na | na | na | Custom Paint* | na | Each | 0 | * Special order paint match subject to a set-up charge (Net Price) All "Special Order" cover plates are special ordered and are Non-Returnable.Please see Terms & Conditions. | 0 | 0 | 0
1742 | 63-000-0-002 | 91.3 | 5--15 | 0 | DSB-2 Dry Sprinkler Boot Kit | na | na | na | na | na | Each | 0 | Includes: 1-EPDM Rubber Boot, 2-Nylon Ties, 1-1/3 oz tube of adhesive | 0 | TFP590 | 0
1743 | 56-000-1-075 | 170.58 | 5--15 | 0 | Sprinkler Wrench, RFII Wrench DS-C, Series DS-CEC | na | na | na | na | na | Each | 0 | na | 0 | 0 | 0
1744 | 56-792-1-135 | 43.2 | 5--16 | 0 | Cover Plate (For use with 155° F Sprinkler) | na | na | 135°F/57°C | Brushed Brass | na | Each | 0 | na | 0 | 0 | 0
1745 | 56-792-2-135 | 45.09 | 5--16 | 0 | Cover Plate (For use with 155° F Sprinkler) | na | na | 135°F/57°C | Brass | na | Each | 0 | na | 0 | 0 | 0
1746 | 56-792-8-135 | 45.09 | 5--16 | 0 | Cover Plate (For use with 155° F Sprinkler) | na | na | 135°F/57°C | Brushed Chrome | na | Each | 0 | na | 0 | 0 | 0
1747 | 56-792-9-135 | 43.2 | 5--16 | 0 | Cover Plate (For use with 155° F Sprinkler) | na | na | 135°F/57°C | Chrome | na | Each | 0 | na | 0 | 0 | 0
1748 | 56-792-0-135 | 43.2 | 5--16 | 0 | Cover Plate (For use with 155° F Sprinkler) | na | na | 135°F/57°C | Grey White (RAL9002) | na | Each | 0 | na | 0 | 0 | 0
1749 | 56-792-4-135 | 43.2 | 5--16 | 0 | Cover Plate (For use with 155° F Sprinkler) | na | na | 135°F/57°C | Signal White (RAL 9003) | na | Each | 0 | na | 0 | 0 | 0
1750 | 56-792-6-135 | 43.2 | 5--16 | 0 | Cover Plate (For use with 155° F Sprinkler) | na | na | 135°F/57°C | Jet Black (RAL 9005) | na | Each | 0 | na | 0 | 0 | 0
1751 | 56-792-7-135 | 43.2 | 5--16 | 0 | Cover Plate (For use with 155° F Sprinkler) | na | na | 135°F/57°C | Terra Brown (RAL 8082) | na | Each | 0 | na | 0 | 0 | 0
1752 | 56-792-X-135 | 45.36 | 5--16 | 0 | Cover Plate (For use with 155° F Sprinkler) | na | na | 135°F/57°C | Special Order | na | Each | 0 | All “Special Order” cover plate are special ordered and are Non-Returnable. Please see “Terms & Conditions” *Special Order paint match subject to set-up charge. (Net Price) | 0 | 0 | 0
1753 | 56-792-1-165 | 43.2 | 5--16 | 0 | Cover Plate (For use with 200° F Sprinkler) | na | na | 165°F/74°C | Brushed Brass | na | Each | 0 | na | 0 | 0 | 0
1754 | 56-792-2-165 | 45.09 | 5--16 | 0 | Cover Plate (For use with 200° F Sprinkler) | na | na | 165°F/74°C | Brass | na | Each | 0 | na | 0 | 0 | 0
1755 | 56-792-8-165 | 45.09 | 5--16 | 0 | Cover Plate (For use with 200° F Sprinkler) | na | na | 165°F/74°C | BrushedChrome | na | Each | 0 | na | 0 | 0 | 0
1756 | 56-792-9-165 | 43.2 | 5--16 | 0 | Cover Plate (For use with 200° F Sprinkler) | na | na | 165°F/74°C | Chrome | na | Each | 0 | na | 0 | 0 | 0
1757 | 56-792-0-165 | 43.2 | 5--16 | 0 | Cover Plate (For use with 200° F Sprinkler) | na | na | 165°F/74°C | Grey White (RAL9002) | na | Each | 0 | na | 0 | 0 | 0
1758 | 56-792-4-165 | 43.2 | 5--16 | 0 | Cover Plate (For use with 200° F Sprinkler) | na | na | 165°F/74°C | Signal White (RAL 9003) | na | Each | 0 | na | 0 | 0 | 0
1759 | 56-792-6-165 | 43.2 | 5--16 | 0 | Cover Plate (For use with 200° F Sprinkler) | na | na | 165°F/74°C | Jet Black (RAL 9005) | na | Each | 0 | na | 0 | 0 | 0
1760 | 56-792-7-165 | 43.2 | 5--16 | 0 | Cover Plate (For use with 200° F Sprinkler) | na | na | 165°F/74°C | Terra Brown (RAL 8082) | na | Each | 0 | na | 0 | 0 | 0
1761 | 56-792-X-165 | 45.36 | 5--16 | 0 | Cover Plate (For use with 200° F Sprinkler) | na | na | 165°F/74°C | Special Order | na | Each | 0 | All “Special Order” cover plate are special ordered and are Non-Returnable. Please see “Terms & Conditions” *Special Order paint match subject to set-up charge. (Net Price) | 0 | 0 | 0
1762 | 6012 | 630.79 | 5--16 | Net Price | Paint Match Set Up | na | na | na | Custom Paint* | na | Each | 0 | * Special order paint match subject to a set-up charge (Net Price) All "Special Order" cover plates are special ordered and are Non-Returnable.Please see Terms & Conditions. | 0 | 0 | 0
1763 | 63-000-0-002 | 91.3 | 5--16 | 0 | DSB-2 Dry Sprinkler Boot Kit | na | na | na | na | na | Each | 0 | Includes: 1-EPDM Rubber Boot, 2-Nylon Ties, 1-1/3 oz tube of adhesive | 0 | TFP590 | 0
1764 | 56-000-1-075 | 170.58 | 5--16 | 0 | Sprinkler Wrench, RFII Wrench DS-C, Series DS-CEC | na | na | na | na | na | Each | 0 | na | 0 | 0 | 0
1765 | 61-441-1-360 | 2345.76 | 5--17 | 0 | ESFR-17, ESFR, Dry-Type, Pendent Sprinkler | 1-1/4" NPT, 2" Grooved | K=16.8 | 165°F (74°C) | Brass | na | Each | 0 | (Note: includes two insulating | TY7229 | TFP320 | 0
1766 | 61-442-1-360 | 2345.76 | 5--17 | 0 | ESFR-17, ESFR, Dry-Type, Pendent Sprinkler | 1-1/4" NPT, 2" Grooved | K=16.8 | 212°F (100°C) | Brass | na | Each | 0 | (Note: includes two insulating | TY7229 | TFP320 | 0
1767 | I61-441-1-360 | POA | 5--17 | 0 | ESFR-17, ESFR, Dry-Type, Pendent Sprinkler | ISO Thread | K=16.8 | 165°F (74°C) | Brass | na | Each | 0 | Note- ISO Threaded Sprinklers are Special Order. | 0 | 0 | 0
1768 | I61-442-1-360 | POA | 5--17 | 0 | ESFR-17, ESFR, Dry-Type, Pendent Sprinkler | ISO Thread | K=16.8 | 212°F (100°C) | Brass | na | Each | 0 | Note- ISO Threaded Sprinklers are Special Order. | 0 | 0 | 0
1769 | 61-441-1-300 | 2345.76 | 5--17 | 0 | ESFR-17, ESFR, Dry-Type, Pendent Sprinkler, 30" | 1-1/4" NPT, 2" Grooved | K=16.8 | 165°F (74°C) | Brass | na | Each | 0 | Includes two insulating | TY7229 | TFP320 | 0
1770 | 61-442-1-300 | 2345.76 | 5--17 | 0 | ESFR-17, ESFR, Dry-Type, Pendent Sprinkler, 30" | 1-1/4" NPT, 2" Grooved | K=16.8 | 212°F (100°C) | Brass | na | Each | 0 | Includes two insulating | TY7229 | TFP320 | 0
1771 | 61-441-1-230 | 2345.76 | 5--17 | 0 | ESFR-17, ESFR, Dry-Type, Pendent Sprinkler, 23" | 1-1/4" NPT, 2" Grooved | K=16.8 | 165°F (74°C) | Brass | na | Each | 0 | Includes two insulating | TY7229 | TFP320 | 0
1772 | 61-442-1-230 | 2345.76 | 5--17 | 0 | ESFR-17, ESFR, Dry-Type, Pendent Sprinkler, 23" | 1-1/4" NPT, 2" Grooved | K=16.8 | 212°F (100°C) | Brass | na | Each | 0 | Includes two insulating | TY7229 | TFP320 | 0
1773 | 91-106-1-500 | 106.76 | 5--17 | 0 | Replacement Insulating Sealing Assembly | na | na | na | na | na | Each | 0 | na | 0 | TFP320 | 0
1774 | 56-341-1-001 | 129.94 | 5--17 | 0 | Sprinkler Wrench W-Type 26 | na | na | na | na | na | Each | 0 | na | 0 | 0 | 0
1775 | 50-310-4-165 | 145.39 | 6--1 | 0 | RAVEN Studio Sprinkler, Pendent, QR, Standard Coverage | 1/2" NPT | K=5.6 | 165°F (74°C) | White | na | Each | 0 | na | TY1281 | TFP658 | 0
1776 | 50-310-9-165 | 145.39 | 6--1 | 0 | RAVEN Studio Sprinkler, Pendent, QR, Standard Coverage | 1/2" NPT | K=5.6 | 165°F (74°C) | Grey | na | Each | 0 | na | TY1281 | TFP658 | 0
1777 | 50-310-X-165 | 145.39 | 6--1 | 0 | RAVEN Studio Sprinkler, Pendent, QR, Standard Coverage | 1/2" NPT | K=5.6 | 165°F (74°C) | Special Order* | na | Each | 0 | na | TY1281 | TFP658 | 0
1778 | 50-311-4-165 | 147.68 | 6--1 | 0 | RAVEN Studio Sprinkler, Pendent, QR, Extended Coverage | 1/2" NPT | K=5.6 | 165°F (74°C) | White | na | Each | 0 | na | TY1381 | TFP658 | 0
1779 | 50-311-9-165 | 147.68 | 6--1 | 0 | RAVEN Studio Sprinkler, Pendent, QR, Extended Coverage | 1/2" NPT | K=5.6 | 165°F (74°C) | Grey | na | Each | 0 | na | TY1381 | TFP658 | 0
1780 | 50-311-X-165 | 147.68 | 6--1 | 0 | RAVEN Studio Sprinkler, Pendent, QR, Extended Coverage | 1/2" NPT | K=5.6 | 165°F (74°C) | Special Order* | na | Each | 0 | na | TY1381 | TFP658 | 0
1781 | 50-312-4-165 | 175.16 | 6--1 | 0 | RAVEN Studio Sprinkler, Horizontal Sidewall QR, Standard Coverage | 1/2" NPT | K=5.6 | 165°F (74°C) | White | na | Each | 0 | na | TY1282 | TFP658 | 0
1782 | 50-312-9-165 | 175.16 | 6--1 | 0 | RAVEN Studio Sprinkler, Horizontal Sidewall QR, Standard Coverage | 1/2" NPT | K=5.6 | 165°F (74°C) | Grey | na | Each | 0 | na | TY1282 | TFP658 | 0
1783 | 50-312-X-165 | 175.16 | 6--1 | 0 | RAVEN Studio Sprinkler, Horizontal Sidewall QR, Standard Coverage | 1/2" NPT | K=5.6 | 165°F (74°C) | Special Order* | na | Each | 0 | na | TY1282 | TFP658 | 0
1784 | 50-318-4-165 | 172.87 | 6--1 | 0 | RAVEN Studio Sprinkler, Horizontal Sidewall QR, Extended Coverage | 1/2" NPT | K=5.6 | 165°F (74°C) | White | na | Each | 0 | na | TY1382 | TFP658 | 0
1785 | 50-318-9-165 | 172.87 | 6--1 | 0 | RAVEN Studio Sprinkler, Horizontal Sidewall QR, Extended Coverage | 1/2" NPT | K=5.6 | 165°F (74°C) | Grey | na | Each | 0 | na | TY1382 | TFP658 | 0
1786 | 50-313-X-165 | 172.87 | 6--1 | 0 | RAVEN Studio Sprinkler, Horizontal Sidewall QR, Extended Coverage | 1/2" NPT | K=5.6 | 165°F (74°C) | Special Order* | na | Each | 0 | na | TY1382 | TFP658 | 0
1787 | 6014 | 1631.34 | 6--1 | 0 | Special order custom paint color for sprinkler head subject to set up charge. | na | na | na | Custom Color | na | Each | 0 | na | 0 | TFP658 | 0
1788 | 56-306-4-010 | 41.79 | 6--1 | 0 | Separately Order Escutcheon, Carbon Steel - Style J | 3" Dia. | na | na | White | na | Each | 0 | na | 0 | TFP658 | 0
1789 | 56-306-7-010 | 41.79 | 6--1 | 0 | Separately Order Escutcheon, Carbon Steel - Style J | 3" Dia. | na | na | Grey | na | Each | 0 | na | 0 | TFP658 | 0
1790 | 56-306-9-010 | 41.79 | 6--1 | 0 | Separately Order Escutcheon, Carbon Steel - Style J | 3" Dia. | na | na | Chrome | na | Each | 0 | na | 0 | TFP658 | 0
1791 | 56-306-0-004 | 37.78 | 6--1 | 0 | Separately Order Escutcheon, Carbon Steel - Style J | 3" Dia. | na | na | Primed White | na | Each | 0 | na | 0 | TFP658 | 0
1792 | 56-306-0-007 | 37.78 | 6--1 | 0 | Separately Order Escutcheon, Carbon Steel - Style J | 3" Dia. | na | na | Primed Grey | na | Each | 0 | na | 0 | TFP658 | 0
1793 | 56-306-X-010 | 41.79 | 6--1 | 0 | Separately Order Escutcheon, Carbon Steel - Style J | 3" Dia. | na | na | Custom Color Special Order | na | Each | 0 | na | 0 | TFP658 | 0
1794 | 56-307-4-010 | 139.67 | 6--1 | 0 | Separately Order Escutcheon, Stainless Steel - Style J | 3" Dia. | na | na | White | na | Each | 0 | na | 0 | TFP658 | 0
1795 | 56-307-7-010 | 139.67 | 6--1 | 0 | Separately Order Escutcheon, Stainless Steel - Style J | 3" Dia. | na | na | Grey | na | Each | 0 | na | 0 | TFP658 | 0
1796 | 56-307-9-010 | 139.67 | 6--1 | 0 | Separately Order Escutcheon, Stainless Steel - Style J | 3" Dia. | na | na | Electropolish (Chrome-coated appearance) | na | Each | 0 | na | 0 | TFP658 | 0
1797 | 56-307-0-004 | 125.93 | 6--1 | 0 | Separately Order Escutcheon, Stainless Steel - Style J | 3" Dia. | na | na | Primed White | na | Each | 0 | na | 0 | TFP658 | 0
1798 | 56-307-0-007 | 125.93 | 6--1 | 0 | Separately Order Escutcheon, Stainless Steel - Style J | 3" Dia. | na | na | Primed Grey | na | Each | 0 | na | 0 | TFP658 | 0
1799 | 56-308-4-010 | 41.79 | 6--1 | 0 | Separately Order Escutcheon, Carbon Steel - Style K | 4" Dia. | na | na | White | na | Each | 0 | na | 0 | TFP658 | 0
1800 | 56-308-7-010 | 41.79 | 6--1 | 0 | Separately Order Escutcheon, Carbon Steel - Style K | 4" Dia. | na | na | Grey | na | Each | 0 | na | 0 | TFP658 | 0
1801 | 56-308-9-010 | 41.79 | 6--1 | 0 | Separately Order Escutcheon, Carbon Steel - Style K | 4" Dia. | na | na | Chrome | na | Each | 0 | na | 0 | TFP658 | 0
1802 | 56-308-0-004 | 37.78 | 6--1 | 0 | Separately Order Escutcheon, Carbon Steel - Style K | 4" Dia. | na | na | Primed White | na | Each | 0 | na | 0 | TFP658 | 0
1803 | 56-308-0-007 | 37.78 | 6--1 | 0 | Separately Order Escutcheon, Carbon Steel - Style K | 4" Dia. | na | na | Primed Grey | na | Each | 0 | na | 0 | TFP658 | 0
1804 | 56-309-4-010 | 139.67 | 6--1 | 0 | Separately Order Escutcheon, Stainless Steel - Style K | 4" Dia. | na | na | White | na | Each | 0 | na | 0 | TFP658 | 0
1805 | 56-309-7-010 | 139.67 | 6--1 | 0 | Separately Order Escutcheon, Stainless Steel - Style K | 4" Dia. | na | na | Grey | na | Each | 0 | na | 0 | TFP658 | 0
1806 | 56-309-9-010 | 139.67 | 6--1 | 0 | Separately Order Escutcheon, Stainless Steel - Style K | 4" Dia. | na | na | Electropolish (Chrome-coated appearance) | na | Each | 0 | na | 0 | TFP658 | 0
1807 | 56-309-0-004 | 125.93 | 6--1 | 0 | Separately Order Escutcheon, Stainless Steel - Style K | 4" Dia. | na | na | Primed White | na | Each | 0 | na | 0 | TFP658 | 0
1808 | 56-309-0-007 | 125.93 | 6--1 | 0 | Separately Order Escutcheon, Stainless Steel - Style K | 4" Dia. | na | na | Primed Grey | na | Each | 0 | na | 0 | TFP658 | 0
1809 | 6015 | 1085.85 | 6--1 | 0 | Special order paint color for escutcheon subject to set up charge. | na | na | na | na | na | Each | 0 | na | 0 | TFP658 | 0
1810 | 91-310-0-075 | 10.71 | 6--2 | 0 | Short Thread Adapter | 3/4" (19mm) | na | na | na | na | Each | 0 | na | 0 | TFP658 | 0
1811 | 91-310-0-200 | 16.6 | 6--2 | 0 | Long Thread Adapter | 2" (50mm) | na | na | na | na | Each | 0 | na | 0 | TFP658 | 0
1812 | 82198 | 52.38 | 6--2 | 0 | CPVC 90° Elbow (Slip x FIPT) | 1" x 3/8" ISO 228 | na | na | na | na | Each | 0 | na | 0 | TFP658 | 0
1813 | 82251 | 69.27 | 6--2 | 0 | CPVC Tee (Slip x Female) with Brass Threaded Insert | 1" x 1" x 3/8" ISO 2228 | na | na | na | na | Each | 0 | na | 0 | TFP658 | 0
1814 | 56-100-0-355 | 167.15 | 6--2 | 0 | Finished Surface, Installation Tool | na | na | na | na | na | Each | 0 | na | 0 | TFP658 | 0
1815 | 56-100-0-365 | 789.92 | 6--2 | 0 | Rough-in, Installation Tool | na | na | na | na | na | Each | 0 | na | 0 | TFP658 | 0
1816 | 56-314-1-001 | 295.36 | 6--2 | 0 | Sprinkler Wrench W-Type 25 | na | na | na | na | na | Each | 0 | na | 0 | 0 | 0
1817 | 56-100-0-354 | 1.84 | 6--2 | 0 | RAVEN Studio Sprinkler Paint Cap | na | na | na | na | na | Each | 0 | na | 0 | TFP658 | 0
1818 | 91-310-1-243 | 61.82 | 6--2 | 0 | LOCTITE 243 Thread Sealant | 10 ml bottle | na | na | na | na | Each | 0 | na | 0 | TFP658 | 0
1819 | 33045 | 336.58 | 6--2 | 0 | PE Permabond LH-056 350ML | 350ml | na | na | na | na | Each | 0 | na | 0 | 0 | 0
1820 | 51-311-1-200 | 148.83 | 6--2 | 0 | CC3 Combustible Concealed Space Upright Sprinklers | 1/2" NPT | K=4.2 | 200°F/93°C | na | na | Each | 0 | na | TY2199 | TFP633 | 0
1821 | 56-000-6-387 | 102.46 | 6--2 | 0 | Sprinkler Wrench W-Type 6 Wrench | na | na | na | na | na | Each | 0 | na | 0 | 0 | 0
1822 | 51-301-1-200 | 159.7 | 6--2 | 0 | CC3 Combustible Concealed Space Upright Sprinklers | 1/2" NPT | K=5.6 | 200°F/93°C | na | na | Each | 0 | na | TY3199 | TFP633 | 0
1823 | 56-000-6-387 | 102.46 | 6--2 | 0 | Sprinkler Wrench W-Type 6 Wrench | na | na | na | na | na | Each | 0 | na | 0 | 0 | 0
1824 | 50-305-1-155 | 804.8 | 6--3 | 0 | WS Window Sprinklers Horizontal Sidewall Sprinkler | 1/2" NPT | K=5.6 | 155°F/68°C | Brass | na | Each | 0.17 | na | TY3388 | TFP620 | 100
1825 | 50-305-1-200 | 804.8 | 6--3 | 0 | WS Window Sprinklers Horizontal Sidewall Sprinkler | 1/2" NPT | K=5.6 | 200°F/93°C | Brass | na | Each | 0.17 | na | TY3388 | TFP620 | 100
1826 | 50-305-9-155 | 804.8 | 6--3 | 0 | WS Window Sprinklers Horizontal Sidewall Sprinkler | 1/2" NPT | K=5.6 | 155°F/68°C | Chrome | na | Each | 0.17 | na | TY3388 | TFP620 | 100
1827 | 50-305-9-200 | 804.8 | 6--3 | 0 | WS Window Sprinklers Horizontal Sidewall Sprinkler | 1/2" NPT | K=5.6 | 200°F/93°C | Chrome | na | Each | 0.17 | na | TY3388 | TFP620 | 100
1828 | 50-305-4-155 | 804.8 | 6--3 | 0 | WS Window Sprinklers Horizontal Sidewall Sprinkler | 1/2" NPT | K=5.6 | 155°F/68°C | Signal White (RAL 9003) | na | Each | 0.17 | na | TY3388 | TFP620 | 100
1829 | 50-305-4-200 | 804.8 | 6--3 | 0 | WS Window Sprinklers Horizontal Sidewall Sprinkler | 1/2" NPT | K=5.6 | 200°F/93°C | Signal White (RAL 9003) | na | Each | 0.17 | na | TY3388 | TFP620 | 100
1830 | 50-305-5-155 | 813.39 | 6--3 | 0 | WS Window Sprinklers Horizontal Sidewall Sprinkler | 1/2" NPT | K=5.6 | 155°F/68°C | Jet Black (RAL 9005) | na | Each | 0.17 | na | TY3388 | TFP620 | 100
1831 | 50-305-5-200 | 813.39 | 6--3 | 0 | WS Window Sprinklers Horizontal Sidewall Sprinkler | 1/2" NPT | K=5.6 | 200°F/93°C | Jet Black (RAL 9005) | na | Each | 0.17 | na | TY3388 | TFP620 | 100
1832 | 50-304-1-155 | 804.8 | 6--3 | 0 | WS Window Sprinklers Vertical Sidewall Sprinkler | 1/2" NPT | K=5.6 | 155°F/68°C | Brass | na | Each | 0.2 | na | TY3488 | TFP620 | 100
1833 | 50-304-1-200 | 804.8 | 6--3 | 0 | WS Window Sprinklers Vertical Sidewall Sprinkler | 1/2" NPT | K=5.6 | 200°F/93°C | Brass | na | Each | 0.2 | na | TY3488 | TFP620 | 100
1834 | 50-304-9-155 | 804.8 | 6--3 | 0 | WS Window Sprinklers Vertical Sidewall Sprinkler | 1/2" NPT | K=5.6 | 155°F/68°C | Chrome | na | Each | 0.2 | na | TY3488 | TFP620 | 100
1835 | 50-304-9-200 | 804.8 | 6--3 | 0 | WS Window Sprinklers Vertical Sidewall Sprinkler | 1/2" NPT | K=5.6 | 200°F/93°C | Chrome | na | Each | 0.2 | na | TY3488 | TFP620 | 100
1836 | 50-304-4-155 | 804.8 | 6--3 | 0 | WS Window Sprinklers Vertical Sidewall Sprinkler | 1/2" NPT | K=5.6 | 155°F/68°C | Signal White (RAL 9003) | na | Each | 0.2 | na | TY3488 | TFP620 | 100
1837 | 50-304-4-200 | 804.8 | 6--3 | 0 | WS Window Sprinklers Vertical Sidewall Sprinkler | 1/2" NPT | K=5.6 | 200°F/93°C | Signal White (RAL 9003) | na | Each | 0.2 | na | TY3488 | TFP620 | 100
1838 | 50-304-5-155 | 813.39 | 6--3 | 0 | WS Window Sprinklers Vertical Sidewall Sprinkler | 1/2" NPT | K=5.6 | 155°F/68°C | Jet Black (RAL 9005) | na | Each | 0.2 | na | TY3488 | TFP620 | 100
1839 | 50-304-5-200 | 813.39 | 6--3 | 0 | WS Window Sprinklers Vertical Sidewall Sprinkler | 1/2" NPT | K=5.6 | 200°F/93°C | Jet Black (RAL 9005) | na | Each | 0.2 | na | TY3488 | TFP620 | 100
1840 | 56-000-1-106 | 170.58 | 6--3 | 0 | Sprinkler Wrench, W-Type 20 Wrench - CC1, HIP, WS | na | na | na | na | na | Each | 0 | na | 0 | 0 | 0
1841 | 50-630-0-160 | 972.51 | 6--4 | 0 | Model CWS Specific Application Concealed Pendent Vertical Sidewall Window Sprinkler | 1/2" NPT | K=5.6 | 160°F (71°C) | Brass | na | Each | 0.375 | na | TY3498 | TFP621 | 40
1842 | 50-630-0-212 | 972.51 | 6--4 | 0 | Model CWS Specific Application Concealed Pendent Vertical Sidewall Window Sprinkler | 1/2" NPT | K=5.6 | 212°F (100°C) | Brass | na | Each | 0.375 | na | TY3498 | TFP621 | 40
1843 | 56-214-0-135 | 46.94 | 6--4 | 0 | Cover Plate for CWS Sprinkler (For use with 160°F (71°C) Sprinkler) | na | na | 139°F (59°C) | Ivory (RAL1015) | na | Each | 0 | na | 0 | TFP621 | 0
1844 | 56-214-1-135 | 46.94 | 6--4 | 0 | Cover Plate for CWS Sprinkler (For use with 160°F (71°C) Sprinkler) | na | na | 139°F (59°C) | Bright Chrome | na | Each | 0 | na | 0 | TFP621 | 0
1845 | 56-214-2-135 | 46.94 | 6--4 | 0 | Cover Plate for CWS Sprinkler (For use with 160°F (71°C) Sprinkler) | na | na | 139°F (59°C) | Beige (RAL1001) | na | Each | 0 | na | 0 | TFP621 | 0
1846 | 56-214-3-135 | 46.94 | 6--4 | 0 | Cover Plate for CWS Sprinkler (For use with 160°F (71°C) Sprinkler) | na | na | 139°F (59°C) | Pure White (RAL9010) | na | Each | 0 | na | 0 | TFP621 | 0
1847 | 56-214-4-135 | 46.94 | 6--4 | 0 | Cover Plate for CWS Sprinkler (For use with 160°F (71°C) Sprinkler) | na | na | 139°F (59°C) | Signal White (RAL9003) | na | Each | 0 | na | 0 | TFP621 | 0
1848 | 56-214-5-135 | 46.94 | 6--4 | 0 | Cover Plate for CWS Sprinkler (For use with 160°F (71°C) Sprinkler) | na | na | 139°F (59°C) | Grey White (RAL9002) | na | Each | 0 | na | 0 | TFP621 | 0
1849 | 56-214-6-135 | 46.94 | 6--4 | 0 | Cover Plate for CWS Sprinkler (For use with 160°F (71°C) Sprinkler) | na | na | 139°F (59°C) | Brown (RAL8028) | na | Each | 0 | na | 0 | TFP621 | 0
1850 | 56-214-7-135 | 46.94 | 6--4 | 0 | Cover Plate for CWS Sprinkler (For use with 160°F (71°C) Sprinkler) | na | na | 139°F (59°C) | Black (RAL9005) | na | Each | 0 | na | 0 | TFP621 | 0
1851 | 56-214-8-135 | 104.47 | 6--4 | 0 | Cover Plate for CWS Sprinkler (For use with 160°F (71°C) Sprinkler) | na | na | 139°F (59°C) | Brushed Brass | na | Each | 0 | na | 0 | TFP621 | 0
1852 | 56-214-9-135 | 75.85 | 6--4 | 0 | Cover Plate for CWS Sprinkler (For use with 160°F (71°C) Sprinkler) | na | na | 139°F (59°C) | Brushed Chrome | na | Each | 0 | na | 0 | TFP621 | 0
1853 | 56-214-X-135 | 46.94 | 6--4 | 0 | Cover Plate for CWS Sprinkler (For use with 160°F (71°C) Sprinkler) | na | na | 139°F (59°C) | Custom Paint | na | Each | 0 | na | 0 | TFP621 | 0
1854 | 56-214-0-165 | 46.94 | 6--4 | 0 | Cover Plate for CWS Sprinkler (For use with 212°F (71°C) Sprinkler) | na | na | 165°F (74°C) | Ivory (RAL1015) | na | Each | 0 | na | 0 | TFP621 | 0
1855 | 56-214-1-165 | 46.94 | 6--4 | 0 | Cover Plate for CWS Sprinkler (For use with 212°F (71°C) Sprinkler) | na | na | 165°F (74°C) | Bright Chrome | na | Each | 0 | na | 0 | TFP621 | 0
1856 | 56-214-2-165 | 46.94 | 6--4 | 0 | Cover Plate for CWS Sprinkler (For use with 212°F (71°C) Sprinkler) | na | na | 165°F (74°C) | Beige (RAL1001) | na | Each | 0 | na | 0 | TFP621 | 0
1857 | 56-214-3-165 | 46.94 | 6--4 | 0 | Cover Plate for CWS Sprinkler (For use with 212°F (71°C) Sprinkler) | na | na | 165°F (74°C) | Pure White (RAL9010) | na | Each | 0 | na | 0 | TFP621 | 0
1858 | 56-214-4-165 | 46.94 | 6--4 | 0 | Cover Plate for CWS Sprinkler (For use with 212°F (71°C) Sprinkler) | na | na | 165°F (74°C) | Signal White (RAL9003) | na | Each | 0 | na | 0 | TFP621 | 0
1859 | 56-214-5-165 | 46.94 | 6--4 | 0 | Cover Plate for CWS Sprinkler (For use with 212°F (71°C) Sprinkler) | na | na | 165°F (74°C) | Grey White (RAL9002) | na | Each | 0 | na | 0 | TFP621 | 0
1860 | 56-214-6-165 | 46.94 | 6--4 | 0 | Cover Plate for CWS Sprinkler (For use with 212°F (71°C) Sprinkler) | na | na | 165°F (74°C) | Brown (RAL8028) | na | Each | 0 | na | 0 | TFP621 | 0
1861 | 56-214-7-165 | 46.94 | 6--4 | 0 | Cover Plate for CWS Sprinkler (For use with 212°F (71°C) Sprinkler) | na | na | 165°F (74°C) | Black (RAL9005) | na | Each | 0 | na | 0 | TFP621 | 0
1862 | 56-214-8-165 | 104.47 | 6--4 | 0 | Cover Plate for CWS Sprinkler (For use with 212°F (71°C) Sprinkler) | na | na | 165°F (74°C) | Brushed Brass | na | Each | 0 | na | 0 | TFP621 | 0
1863 | 56-214-9-165 | 75.85 | 6--4 | 0 | Cover Plate for CWS Sprinkler (For use with 212°F (71°C) Sprinkler) | na | na | 165°F (74°C) | Brushed Chrome | na | Each | 0 | na | 0 | TFP621 | 0
1864 | 56-214-X-165 | 70.41 | 6--4 | 0 | Cover Plate for CWS Sprinkler (For use with 212°F (71°C) Sprinkler) | na | na | 165°F (74°C) | Custom Paint | na | Each | 0 | na | 0 | TFP621 | 0
1865 | 56-000-1-950 | 101.32 | 6--4 | 0 | Sprinkler Wrench, W-Type 39 CWS | na | na | na | na | na | Each | 0 | na | 0 | TFP621 | 0
1866 | 51-623-1-200 | 428.16 | 6--5 | 0 | Attic Sprinklers, ATTIC BB1, 4/12 Pitch, 7/12 | 3/4" NPT | K=8.0 | 200°F/93°C | Brass | na | Each | 0.31 | na | TY4180 | TFP610 | 100
1867 | 51-621-1-200 | 428.16 | 6--5 | 0 | Attic Sprinklers, ATTIC BB2, 7/12 Pitch, 10/12 | 3/4" NPT | K=8.0 | 200°F/93°C | Brass | na | Each | 0.31 | na | TY4181 | TFP610 | 100
1868 | 51-622-1-200 | 428.16 | 6--5 | 0 | Attic Sprinklers, ATTIC BB3, 10/12 Pitch, 12/12 | 3/4" NPT | K=8.0 | 200°F/93°C | Brass | na | Each | 0.31 | na | TY4182 | TFP610 | 100
1869 | 50-601-1-212 | 333.14 | 6--5 | 0 | Attic Sprinklers, ATTIC BB1, 4/12 Pitch, 7/12 | 1/2" NPT | K=5.6 | 212°F/100°C | Brass | na | Each | 0.31 | na | TY3180 | TFP610 | 100
1870 | 50-602-1-212 | 333.14 | 6--5 | 0 | Attic Sprinklers, ATTIC BB2, 7/12 Pitch, 10/12 | 1/2" NPT | K=5.6 | 212°F/100°C | Brass | na | Each | 0.31 | na | TY3181 | TFP610 | 100
1871 | 50-603-1-212 | 333.14 | 6--5 | 0 | Attic Sprinklers, ATTIC BB3, 10/12 Pitch, 12/12 | 1/2" NPT | K=5.6 | 212°F/100°C | Brass | na | Each | 0.31 | na | TY3182 | TFP610 | 100
1872 | 50-620-1-200 | 162.57 | 6--5 | 0 | Attic Sprinklers, ATTIC BB1, 4/12 Pitch, 7/12 | 1/2" NPT | K=4.2 | 200°F/93°C | Brass | na | Each | 0 | na | TY2180 | TFP610 | 100
1873 | 50-621-1-200 | 162.57 | 6--5 | 0 | Attic Sprinklers, ATTIC BB2, 7/12 Pitch, 10/12 | 1/2" NPT | K=4.2 | 200°F/93°C | Brass | na | Each | 0 | na | TY2182 | TFP610 | 100
1874 | 50-622-1-200 | 162.57 | 6--5 | 0 | Attic Sprinklers, ATTIC BB3, 10/12 Pitch, 12/12 | 1/2" NPT | K=4.2 | 200°F/93°C | Brass | na | Each | 0 | na | TY2182 | TFP610 | 100
1875 | 50-611-1-212 | 333.14 | 6--5 | 0 | Attic Sprinklers, ATTIC SD1, 4/12 Pitch, 7/12 | 1/2" NPT | K=5.6 | 212°F/100°C | Brass | na | Each | 0.31 | na | TY3183 | TFP610 | 100
1876 | 50-612-1-212 | 333.14 | 6--5 | 0 | Attic Sprinklers, ATTIC SD2, 7/12 Pitch, 10/12 | 1/2" NPT | K=5.6 | 212°F/100°C | Brass | na | Each | 0.31 | na | TY3184 | TFP610 | 100
1877 | 50-613-1-212 | 333.14 | 6--5 | 0 | Attic Sprinklers, ATTIC SD3, 10/12 Pitch, 12/12 | 1/2" NPT | K=5.6 | 212°F/100°C | Brass | na | Each | 0.31 | na | TY3185 | TFP610 | 100
1878 | 51-620-1-200 | 333.14 | 6--5 | 0 | Attic Sprinklers, ATTIC HIP, 4/12 Pitch, 12/12 | 1/2" NPT | K=5.6 | 200°F/93°C | Brass | na | Each | 0.22 | na | TY3187 | TFP610 | 100
1879 | 50-625-1-200 | 60.39 | 6--5 | 0 | Attic Sprinkler AP (Attic Plus), 3/12 Pitch, 12/12 | 1/2" NPT | K=5.6 | 200°F/93°C | Brass | na | Each | 0 | na | TY3190 | TFP610 | 0
1880 | 50-624-1-200 | 60.39 | 6--5 | 0 | Attic Sprinkler AP (Attic Plus), 3/12 Pitch, 12/12 | 1/2" NPT | K=4.2 | 200°F/93°C | Brass | na | Each | 0 | na | TY3190 | TFP610 | 0
1881 | 56-895-1-001 | 139.67 | 6--5 | 0 | Sprinkler Wrench W-Type 3 Wrench | na | na | na | na | na | Each | 0 | BB1 17/32, EC-11, EC-14, EC-8, ELO SW-20, ELO SW-24, ELO-231, ELO-231, B, ELO-231 FRB, EPEC, | 0 | 0 | 0
1882 | 56-000-6-387 | 102.46 | 6--5 | 0 | Sprinkler Wrench W-Type 6 Wrench | na | na | na | na | na | Each | 0 | na | 0 | 0 | 0
1883 | 56-000-1-106 | 170.58 | 6--5 | 0 | Sprinkler Wrench, W-Type 20 Wrench - CC1, HIP, WS | na | na | na | na | na | Each | 0 | na | 0 | 0 | 0
1884 | 57-570-0-XXX | 630.79 | 6--6 | 0 | Series TY-B Upright, Standard Response | 1/2" NPT | K=5.6 | na | Stainless Steel | na | Each | 0 | Note: All Alternate Materials Sprinklers are special ordered and are Non-Returnable. Please see “Terms & Conditions” | 0 | TFP680 | 0
1885 | 57-571-0-XXX | 630.79 | 6--6 | 0 | Series TY-B Pendent, Standard Response | 1/2" NPT | K=5.6 | na | Stainless Steel | na | Each | 0 | Note: All Alternate Materials Sprinklers are special ordered and are Non-Returnable. Please see “Terms & Conditions” | 0 | TFP680 | 0
1886 | 57-573-0-XXX | 630.79 | 6--6 | 0 | TY-B Conventional Standard Response | 1/2" NPT | K=5.6 | na | Stainless Steel | na | Each | 0 | Note: All Alternate Materials Sprinklers are special ordered and are Non-Returnable. Please see “Terms & Conditions” | 0 | TFP680 | 0
1887 | 57-XXX-0-XXXT | POA | 6--6 | 0 | Series TY-FRB, Conventional, Upright or Pendent Quick Response | 1/2" NPT | K=5.6 | na | Titanium | na | Each | 0 | Note: All Alternate Materials Sprinklers are special ordered and are Non-Returnable. Please see “Terms & Conditions” | 0 | TFP680 | 0
1888 | 57-590-0-XXX | 692.61 | 6--6 | 0 | Series TY-B Upright, Standard Response | 3/4" NPT | K=8.0 | na | Stainless Steel | na | Each | 0 | Note: All Alternate Materials Sprinklers are special ordered and are Non-Returnable. Please see “Terms & Conditions” | 0 | TFP680 | 0
1889 | 57-591-0-XXX | 692.61 | 6--6 | 0 | Series TY-B Pendent, Standard Response | 3/4" NPT | K=8.0 | na | Stainless Steel | na | Each | 0 | Note: All Alternate Materials Sprinklers are special ordered and are Non-Returnable. Please see “Terms & Conditions” | 0 | TFP680 | 0
1890 | 57-593-0-XXX | 692.61 | 6--6 | 0 | TY-B Conventional Standard Response | 3/4" NPT | K=8.0 | na | Stainless Steel | na | Each | 0 | na | 0 | TFP680 | 0
1891 | 56-701-0-010 | 35.64 | 6--6 | 0 | Recessed Escutcheon (Style 10) | 1/2" NPT | na | na | Stainless Steel with Signal White Paint (RAL 9003) | na | Each | 0 | White Paint | 0 | TFP770 | 0
1892 | 56-701-1-010 | 35.64 | 6--6 | 0 | Recessed Escutcheon (Style 10) | 1/2" NPT | na | na | Stainless Steel, Unpolished | na | Each | 0 | na | 0 | 0 | 0
1893 | 56-700-0-010 | 35.64 | 6--6 | 0 | Recessed Escutcheon (Style 40) | 3/4" NPT | na | na | Stainless Steel with Signal White Paint (RAL 9003) | na | Each | 0 | White Paint | 0 | TFP770 | 0
1894 | 56-700-1-010 | 27.27 | 6--6 | 0 | Recessed Escutcheon (Style 40) | 3/4" NPT | na | na | Stainless Steel, Unpolished | na | Each | 0 | na | 0 | 0 | 0
1895 | 56-000-6-387 | 102.46 | 6--6 | 0 | Sprinkler Wrench W-Type 6 Wrench | na | na | na | na | na | Each | 0 | na | 0 | 0 | 0
1896 | 56-850-4-001 | 170.58 | 6--6 | 0 | Sprinkler Wrench W-Type 7 Wrench (Recessed Only) | na | na | na | na | na | Each | 0 | CHEC, DS-1, EC-5, LFII, TY-B, TY-FRB, TY-FRFS, TY-FS, TY-FS Special | 0 | 0 | 0
1897 | 57-578-0-135 | 630.79 | 6--7 | 0 | TY-B Horizontal Sidewall, SR | 1/2" NPT | K=5.6 | 135°F/57°C | na | na | Each | 0 | na | 0 | TFP680 | 0
1898 | 57-578-0-155 | 630.79 | 6--7 | 0 | TY-B Horizontal Sidewall, SR | 1/2" NPT | K=5.6 | 155°F/68°C | na | na | Each | 0 | na | 0 | TFP680 | 0
1899 | 57-578-0-175 | 630.79 | 6--7 | 0 | TY-B Horizontal Sidewall, SR | 1/2" NPT | K=5.6 | 175°F/79°C | na | na | Each | 0 | na | 0 | TFP680 | 0
1900 | 57-578-0-200 | 630.79 | 6--7 | 0 | TY-B Horizontal Sidewall, SR | 1/2" NPT | K=5.6 | 200°F/93°C | na | na | Each | 0 | na | 0 | TFP680 | 0
1901 | 57-578-0-286 | 630.79 | 6--7 | 0 | TY-B Horizontal Sidewall, SR | 1/2" NPT | K=5.6 | 286°F/141°C | na | na | Each | 0 | na | 0 | TFP680 | 0
1902 | 57-578-0-360 | 630.79 | 6--7 | 0 | TY-B Horizontal Sidewall, SR | 1/2" NPT | K=5.6 | 360°F/182°C | na | na | Each | 0 | na | 0 | TFP680 | 0
1903 | 57-578-0-XXXT | POA | 6--7 | 0 | TY-B Horizontal Sidewall, SR | 1/2" NPT | K=5.6 | na | Titanium | na | Each | 0 | Note: All Alternate Materials Sprinklers are special ordered and are Non-Returnable. Please see “Terms & Conditions” | 0 | TFP680 | 0
1904 | 56-701-0-010 | 35.64 | 6--7 | 0 | Recessed Escutcheon (Style 10) | 1/2" NPT | na | na | Stainless Steel with Signal White Paint (RAL 9003) | na | Each | 0 | White Paint | 0 | TFP770 | 0
1905 | 56-701-1-010 | 35.64 | 6--7 | 0 | Recessed Escutcheon (Style 10) | 1/2" NPT | na | na | Stainless Steel, Unpolished | na | Each | 0 | na | 0 | 0 | 0
1906 | 56-000-6-387 | 102.46 | 6--7 | 0 | Sprinkler Wrench W-Type 6 Wrench | na | na | na | na | na | Each | 0 | na | 0 | 0 | 0
1907 | 56-850-4-001 | 170.58 | 6--7 | 0 | Sprinkler Wrench W-Type 7 Wrench (Recessed Only) | na | na | na | na | na | Each | 0 | CHEC, DS-1, EC-5, LFII, TY-B, TY-FRB, TY-FRFS, TY-FS, TY-FS Special | 0 | 0 | 0
1908 | 53-112-0-165 | 974.23 | 6--7 | 0 | TY-L Pendent, SR | 1/2" NPT | K=5.6 | 165°F (74°C) | Stainless Steel | na | Each | 0 | Note: All Alternate Materials Sprinklers are special ordered and are Non-Returnable. Please see “Terms & Conditions” | 0 | TFP683 | 0
1909 | 53-112-0-212 | 982.82 | 6--7 | 0 | TY-L Pendent, SR | 1/2" NPT | K=5.6 | 212°F/100°C | Stainless Steel | na | Each | 0 | Note: All Alternate Materials Sprinklers are special ordered and are Non-Returnable. Please see “Terms & Conditions” | 0 | TFP683 | 0
1910 | 53-112-0-280 | 990.26 | 6--7 | 0 | TY-L Pendent, SR | 1/2" NPT | K=5.6 | 280°F (138°C) | Stainless Steel | na | Each | 0 | Note: All Alternate Materials Sprinklers are special ordered and are Non-Returnable. Please see “Terms & Conditions” | 0 | TFP683 | 0
1911 | 53-102-0-165 | 990.26 | 6--7 | 0 | TY-L Pendent, SR | 3/4" NPT | K=8.0 | 165°F (74°C) | Stainless Steel | na | Each | 0 | Note: All Alternate Materials Sprinklers are special ordered and are Non-Returnable. Please see “Terms & Conditions” | 0 | TFP683 | 0
1912 | 53-102-0-212 | 997.7 | 6--7 | 0 | TY-L Pendent, SR | 3/4" NPT | K=8.0 | 212°F/100°C | Stainless Steel | na | Each | 0 | Note: All Alternate Materials Sprinklers are special ordered and are Non-Returnable. Please see “Terms & Conditions” | 0 | TFP683 | 0
1913 | 53-102-0-280 | 1006.28 | 6--7 | 0 | TY-L Pendent, SR | 3/4" NPT | K=8.0 | 280°F (138°C) | Stainless Steel | na | Each | 0 | Note: All Alternate Materials Sprinklers are special ordered and are Non-Returnable. Please see “Terms & Conditions” | 0 | TFP683 | 0
1914 | 1153 | 3.89 | 6--7 | 0 | Model 65 Flat Escutcheons 1/2" Flat Escutcheon | 1/2" | na | na | Chrome | na | Each | 0 | na | 0 | TFP777 | 0
1915 | 1152 | 3.89 | 6--7 | 0 | Model 65 Flat Escutcheons 3/4" Flat Escutcheon | 3/4" | na | na | Chrome | na | Each | 0 | na | 0 | TFP777 | 0
1916 | 1174 | 8.86 | 6--7 | 0 | Model 65 Flat Escutcheons 1/2" Flat Escutcheon | 1/2" | na | na | Signal White (RAL 9003) | na | Each | 0 | na | 0 | TFP777 | 0
1917 | 1175 | 8.86 | 6--7 | 0 | Model 65 Flat Escutcheons 3/4" Flat Escutcheon | 3/4" | na | na | Signal White (RAL 9003) | na | Each | 0 | na | 0 | TFP777 | 0
1918 | 56-705-0-010 | 32.94 | 6--7 | 0 | Recessed Escutcheon (Style 20) | 1/2" NPT | na | na | Stainless Steel with Signal White Paint (RAL 9003) | na | Each | 0 | White Paint | 0 | TFP770 | 0
1919 | 56-705-1-010 | 29.97 | 6--7 | 0 | Recessed Escutcheon (Style 20) | 1/2" NPT | na | na | Stainless Steel, Unpolished | na | Each | 0 | na | 0 | 0 | 0
1920 | 56-705-0-011 | 32.94 | 6--7 | 0 | Recessed Escutcheon (Style 30) | 3/4" NPT | na | na | Stainless Steel with Signal White Paint (RAL 9003) | na | Each | 0 | White Paint | 0 | TFP770 | 0
1921 | 56-705-1-011 | 29.97 | 6--7 | 0 | Recessed Escutcheon (Style 30) | 3/4" NPT | na | na | Stainless Steel, Unpolished | na | Each | 0 | na | 0 | 0 | 0
1922 | 56-000-1-849 | 91.3 | 6--7 | 0 | Sprinkler Wrench, W-Type 9 Wrench - TY-FRL, TY-L | na | na | na | na | na | Each | 0 | na | 0 | 0 | 0
1923 | 56-000-1-948 | 139.67 | 6--7 | 0 | Sprinkler Wrench W-Type 10 Wrench (Recessed Only) | na | na | na | na | na | Each | 0 | TY-FRFS, TY-FS, TY-FS Special, TY-L | 0 | 0 | 0
1924 | 57-370-0-XXX | 630.79 | 6--8 | 0 | Series TY-FRB, Upright, Quick Response | 1/2" NPT | K=5.6 | na | Stainless Steel | na | Each | 0 | Note: All Alternate Materials Sprinklers are special ordered and are Non-Returnable. Please see “Terms & Conditions” | 0 | TFP680 | 0
1925 | 57-371-0-XXX | 630.79 | 6--8 | 0 | Series TY-FRB, Pendent, Quick Response | 1/2" NPT | K=5.6 | na | Stainless Steel | na | Each | 0 | Note: All Alternate Materials Sprinklers are special ordered and are Non-Returnable. Please see “Terms & Conditions” | 0 | TFP680 | 0
1926 | 57-373-0-XXX | 630.79 | 6--8 | 0 | Series TY-FRB, Conventional, Quick Response | 1/2" NPT | K=5.6 | na | Stainless Steel | na | Each | 0 | Note: All Alternate Materials Sprinklers are special ordered and are Non-Returnable. Please see “Terms & Conditions” | 0 | TFP680 | 0
1927 | 57-XXX-0-XXXT | POA | 6--8 | 0 | Series TY-FRB, Conventional, Upright or Pendent Quick Response | 1/2" NPT | K=5.6 | na | Titanium | na | Each | 0 | Note: All Alternate Materials Sprinklers are special ordered and are Non-Returnable. Please see “Terms & Conditions” | 0 | TFP680 | 0
1928 | 57-390-0-XXX | 692.61 | 6--8 | 0 | Series TY-FRB, Upright, Quick Response | 3/4" NPT | K=8.0 | na | Stainless Steel | na | Each | 0 | Note: All Alternate Materials Sprinklers are special ordered and are Non-Returnable. Please see “Terms & Conditions” | 0 | TFP680 | 0
1929 | 57-391-0-XXX | 692.61 | 6--8 | 0 | Series TY-FRB, Pendent, Quick Response | 3/4" NPT | K=8.0 | na | Stainless Steel | na | Each | 0 | Note: All Alternate Materials Sprinklers are special ordered and are Non-Returnable. Please see “Terms & Conditions” | 0 | TFP680 | 0
1930 | 57-393-0-XXX | 692.61 | 6--8 | 0 | Series TY-FRB, Quick Response | 3/4" NPT | K=8.0 | na | Stainless Steel | na | Each | 0 | na | 0 | TFP680 | 0
1931 | 56-701-0-010 | 35.64 | 6--8 | 0 | Recessed Escutcheon (Style 10) | 1/2" NPT | na | na | Stainless Steel with Signal White Paint (RAL 9003) | na | Each | 0 | White Paint | 0 | TFP770 | 0
1932 | 56-701-1-010 | 35.64 | 6--8 | 0 | Recessed Escutcheon (Style 10) | 1/2" NPT | na | na | Stainless Steel, Unpolished | na | Each | 0 | na | 0 | 0 | 0
1933 | 56-700-0-010 | 35.64 | 6--8 | 0 | Recessed Escutcheon (Style 40) | 3/4" NPT | na | na | Stainless Steel with Signal White Paint (RAL 9003) | na | Each | 0 | White Paint | 0 | TFP770 | 0
1934 | 56-700-1-010 | 27.27 | 6--8 | 0 | Recessed Escutcheon (Style 40) | 3/4" NPT | na | na | Stainless Steel, Unpolished | na | Each | 0 | na | 0 | 0 | 0
1935 | 56-000-6-387 | 102.46 | 6--8 | 0 | Sprinkler Wrench W-Type 6 Wrench | na | na | na | na | na | Each | 0 | na | 0 | 0 | 0
1936 | 56-850-4-001 | 170.58 | 6--8 | 0 | Sprinkler Wrench W-Type 7 Wrench (Recessed Only) | na | na | na | na | na | Each | 0 | CHEC, DS-1, EC-5, LFII, TY-B, TY-FRB, TY-FRFS, TY-FS, TY-FS Special | 0 | 0 | 0
1937 | 57-378-0-135 | 595.08 | 6--9 | 0 | TY-FRB Horizontal Sidewall, QR | 1/2" NPT | na | 135°F/57°C | na | na | Each | 0 | na | 0 | TFP680 | 0
1938 | 57-378-0-155 | 595.08 | 6--9 | 0 | TY-FRB Horizontal Sidewall, QR | 1/2" NPT | na | 155°F/68°C | na | na | Each | 0 | na | 0 | TFP680 | 0
1939 | 57-378-0-175 | 595.08 | 6--9 | 0 | TY-FRB Horizontal Sidewall, QR | 1/2" NPT | na | 175°F/79°C | na | na | Each | 0 | na | 0 | TFP680 | 0
1940 | 57-378-0-200 | 578.34 | 6--9 | 0 | TY-FRB Horizontal Sidewall, QR | 1/2" NPT | na | 200°F/93°C | na | na | Each | 0 | na | 0 | TFP680 | 0
1941 | 57-378-0-286 | 595.08 | 6--9 | 0 | TY-FRB Horizontal Sidewall, QR | 1/2" NPT | na | 286°F/141°C | na | na | Each | 0 | na | 0 | TFP680 | 0
1942 | 57-378-0-360 | 595.08 | 6--9 | 0 | TY-FRB Horizontal Sidewall, QR | 1/2" NPT | na | 360°F/182°C | na | na | Each | 0 | na | 0 | TFP680 | 0
1943 | 57-378-0-XXXT | POA | 6--9 | 0 | TY-FRB Horizontal Sidewall, QR | 1/2" NPT | na | na | Titanium | na | Each | 0 | na | 0 | TFP680 | 0
1944 | 56-701-0-010 | 35.64 | 6--9 | 0 | Recessed Escutcheon (Style 10) | 1/2" NPT | na | na | Stainless Steel with Signal White Paint (RAL 9003) | na | Each | 0 | White Paint | 0 | TFP770 | 0
1945 | 56-701-1-010 | 35.64 | 6--9 | 0 | Recessed Escutcheon (Style 10) | 1/2" NPT | na | na | Stainless Steel, Unpolished | na | Each | 0 | na | 0 | 0 | 0
1946 | 56-000-6-387 | 102.46 | 6--9 | 0 | Sprinkler Wrench W-Type 6 Wrench | na | na | na | na | na | Each | 0 | na | 0 | 0 | 0
1947 | 56-850-4-001 | 170.58 | 6--9 | 0 | Sprinkler Wrench W-Type 7 Wrench (Recessed Only) | na | na | na | na | na | Each | 0 | CHEC, DS-1, EC-5, LFII, TY-B, TY-FRB, TY-FRFS, TY-FS, TY-FS Special | 0 | 0 | 0
1948 | 57-570-2-XXX | 66.12 | 6--10 | 0 | TY-B Upright SR Poly-Stainless Grey | 1/2" NPT | K=5.6 | na | Poly-Stainless Grey | na | Each | 0 | Note: All Alternate Materials Sprinklers are special ordered and are Non-Returnable. Please see “Terms & Conditions” | TY3151 | TFP151 | 0
1949 | 57-571-2-XXX | 66.12 | 6--10 | 0 | TY-B Pendent SR Poly-Stainless Grey | 1/2" NPT | K=5.6 | na | Poly-Stainless Grey | na | Each | 0 | Note: All Alternate Materials Sprinklers are special ordered and are Non-Returnable. Please see “Terms & Conditions” | TY3251 | TFP151 | 0
1950 | 57-370-2-XXX | 87.87 | 6--10 | 0 | TY-FRB Upright QR Poly-Stainless Grey | 1/2" NPT | K=5.6 | na | Poly-Stainless Grey | na | Each | 0 | Note: All Alternate Materials Sprinklers are special ordered and are Non-Returnable. Please see “Terms & Conditions” | TY3131 | TFP171 | 0
1951 | 57-371-2-XXX | 87.87 | 6--10 | 0 | TY-FRB Pendent QR Poly-Stainless Grey | 1/2" NPT | K=5.6 | na | Poly-Stainless Grey | na | Each | 0 | Note: All Alternate Materials Sprinklers are special ordered and are Non-Returnable. Please see “Terms & Conditions” | TY3231 | TFP171 | 0
1952 | 57-590-2-XXX | 78.14 | 6--10 | 0 | TY-B Upright SR Poly-Stainless Grey | 3/4" NPT | K=8.0 | na | Poly-Stainless Grey | na | Each | 0 | Note: All Alternate Materials Sprinklers are special ordered and are Non-Returnable. Please see “Terms & Conditions” | TY4151 | TFP151 | 0
1953 | 57-591-2-XXX | 78.14 | 6--10 | 0 | TY-B Pendent SR Poly-Stainless Grey | 3/4" NPT | K=8.0 | na | Poly-Stainless Grey | na | Each | 0 | Note: All Alternate Materials Sprinklers are special ordered and are Non-Returnable. Please see “Terms & Conditions” | TY4251 | TFP151 | 0
1954 | 57-390-2-XXX | 101.32 | 6--10 | 0 | TY-FRB Upright QR Poly-Stainless Grey | 3/4" NPT | K=8.0 | na | Poly-Stainless Grey | na | Each | 0 | Note: All Alternate Materials Sprinklers are special ordered and are Non-Returnable. Please see “Terms & Conditions” | TY4131 | TFP171 | 0
1955 | 57-391-2-XXX | 101.32 | 6--10 | 0 | TY-FRB Pendent QR Poly-Stainless Grey | 3/4" NPT | K=8.0 | na | Poly-Stainless Grey | na | Each | 0 | Note: All Alternate Materials Sprinklers are special ordered and are Non-Returnable. Please see “Terms & Conditions” | TY4231 | TFP171 | 0
1956 | 57-578-2-XXX | 83.58 | 6--10 | 0 | TY-B Horizontal Sidewall SR Poly-Stainless Grey | 1/2" NPT | K=5.6 | na | Poly-Stainless Grey | na | Each | 0 | Note: All Alternate Materials Sprinklers are special ordered and are Non-Returnable. Please see “Terms & Conditions” | TY3351 | TFP161 | 0
1957 | 57-378-2-XXX | 105.33 | 6--10 | 0 | TY-FRB Horizontal Sidewall QR Poly-Stainless Grey | 1/2" NPT | K=5.6 | na | Poly-Stainless Grey | na | Each | 0 | Note: All Alternate Materials Sprinklers are special ordered and are Non-Returnable. Please see “Terms & Conditions” | TY3331 | TFP176 | 0
1958 | 56-701-7-010 | 17.28 | 6--10 | 0 | Recessed Escutcheon (Style 10) Poly-Stainless Grey | 1/2" NPT | na | na | Poly-Stainless Grey | na | Each | 0 | na | 0 | 0 | 0
1959 | 56-700-7-010 | 17.28 | 6--10 | 0 | Recessed Escutcheon (Style 40) Poly-Stainless Grey | 3/4" NPT | na | na | Poly-Stainless Grey | na | Each | 0 | na | 0 | 0 | 0
1960 | 56-000-6-387 | 102.46 | 6--10 | 0 | Sprinkler Wrench W-Type 6 Wrench | na | na | na | na | na | Each | 0 | na | 0 | 0 | 0
1961 | 56-850-4-001 | 170.58 | 6--10 | 0 | Sprinkler Wrench W-Type 7 Wrench (Recessed Only) | na | na | na | na | na | Each | 0 | CHEC, DS-1, EC-5, LFII, TY-B, TY-FRB, TY-FRFS, TY-FS, TY-FS Special | 0 | 0 | 0
1962 | 50-314-9-165 | 141.39 | 6--11 | 0 | Raven Institutional Pendent, Standard Coverage | 1/2" NPT | K=5.6 | 165°F/74°C | Chrome | na | Each | 0 | na | TY3281 | TFP651 | 0
1963 | 50-314-4-165 | 141.39 | 6--11 | 0 | Raven Institutional Pendent, Standard Coverage | 1/2" NPT | K=5.6 | 165°F/74°C | White Color | na | Each | 0 | na | TY3281 | TFP651 | 0
1964 | 50-315-9-165 | 143.68 | 6--11 | 0 | Raven Institutional Pendent, Extended Coverage | 1/2" NPT | K=5.6 | 165°F/74°C | Chrome | na | Each | 0 | na | TY3282 | TFP651 | 0
1965 | 50-315-4-165 | 143.68 | 6--11 | 0 | Raven Institutional Pendent, Extended Coverage | 1/2" NPT | K=5.6 | 165°F/74°C | White Color | na | Each | 0 | na | TY3282 | TFP651 | 0
1966 | 50-316-9-165 | 169.44 | 6--11 | 0 | Raven Institutional HSW, Standard Coverage | 1/2" NPT | K=5.6 | 165°F/74°C | Chrome | na | Each | 0 | na | TY3381 | TFP651 | 0
1967 | 50-316-4-165 | 169.44 | 6--11 | 0 | Raven Institutional HSW, Standard Coverage | 1/2" NPT | K=5.6 | 165°F/74°C | White Color | na | Each | 0 | na | TY3381 | TFP651 | 0
1968 | 50-317-9-165 | 168.86 | 6--11 | 0 | Raven Institutional HSW, Extended Coverage | 1/2" NPT | K=5.6 | 165°F/74°C | Chrome | na | Each | 0 | na | TY3382 | TFP651 | 0
1969 | 50-317-4-165 | 168.86 | 6--11 | 0 | Raven Institutional HSW, Extended Coverage | 1/2" NPT | K=5.6 | 165°F/74°C | White Color | na | Each | 0 | na | TY3382 | TFP651 | 0
1970 | 56-314-4-010 | 38.07 | 6--11 | 0 | Escutcheon, Style F (3" Dia.) | 3" | na | na | White Color | na | Each | 0 | na | 0 | 0 | 0
1971 | 56-314-7-010 | 38.07 | 6--11 | 0 | Escutcheon, Style F (3" Dia.) | 3" | na | na | Grey | na | Each | 0 | na | 0 | 0 | 0
1972 | 56-314-9-010 | 38.07 | 6--11 | 0 | Escutcheon, Style F (3" Dia.) | 3" | na | na | Chrome | na | Each | 0 | na | 0 | 0 | 0
1973 | 56-318-4-010 | 125.82 | 6--11 | 0 | Escutcheon, Style F (3" Dia.) | 3" | na | na | White Color | na | Each | 0 | na | 0 | 0 | 0
1974 | 56-318-7-010 | 125.82 | 6--11 | 0 | Escutcheon, Style F (3" Dia.) | 3" | na | na | Grey | na | Each | 0 | na | 0 | 0 | 0
1975 | 56-318-9-010 | 125.82 | 6--11 | 0 | Escutcheon, Style F (3" Dia.) | 3" | na | na | Chrome | na | Each | 0 | na | 0 | 0 | 0
1976 | 56-312-4-010 | 38.07 | 6--11 | 0 | Escutcheon, Style G (4" Dia.) | 4" | na | na | White Color | na | Each | 0 | na | 0 | 0 | 0
1977 | 56-312-7-010 | 38.07 | 6--11 | 0 | Escutcheon, Style G (4" Dia.) | 4" | na | na | Grey | na | Each | 0 | na | 0 | 0 | 0
1978 | 56-312-9-010 | 38.07 | 6--11 | 0 | Escutcheon, Style G (4" Dia.) | 4" | na | na | Chrome | na | Each | 0 | na | 0 | 0 | 0
1979 | 56-319-4-010 | 125.82 | 6--11 | 0 | Escutcheon, Style G (4" Dia.) | 4" | na | na | White Color | na | Each | 0 | na | 0 | 0 | 0
1980 | 56-319-7-010 | 125.82 | 6--11 | 0 | Escutcheon, Style G (4" Dia.) | 4" | na | na | Grey | na | Each | 0 | na | 0 | 0 | 0
1981 | 56-319-9-010 | 125.82 | 6--11 | 0 | Escutcheon, Style G (4" Dia.) | 4" | na | na | Chrome | na | Each | 0 | na | 0 | 0 | 0
1982 | 56-000-1-781 | 6.42 | 6--11 | 0 | Accessories Centering Grommet Model 1781 | na | na | na | na | na | Each | 0 | Centering Grommet #1781 | 0 | 0 | 0
1983 | 56-000-1-780 | 73.84 | 6--11 | 0 | Accessories Retaining Flange Model 1780 | na | na | na | na | na | Each | 0 | Retaining Flange #1780 | 0 | 0 | 0
1984 | 56-000-1-755 | 1.1 | 6--11 | 0 | I-Series Adjustable Spacer Ring | na | na | na | na | na | Each | 0 | na | 0 | 0 | 0
1985 | 56-314-1-001 | 295.36 | 6--11 | 0 | Sprinkler Wrench W-Type 25 | na | na | na | na | na | Each | 0 | na | 0 | 0 | 0
1986 | 51-104-9-165 | 461.36 | 6--12 | 0 | TFP PH2, K=5.6, Instit Pendent, SR Sprinkler | 1/2" NPT | K=5.6 | 165°F/74°C | Chrome | na | Each | 0.66 | Order Escutcheon Separately, Type A, Chrome | TY3290 | TFP650 | 0
1987 | 56-012-7-622 | 39.96 | 6--12 | 0 | Type A Escutcheon | na | na | na | Chrome | na | Each | 0.66 | Order Escutcheon Separately, Type A, Chrome | 0 | 0 | 0
1988 | 56-001-7-511 | 39.96 | 6--12 | 0 | Type B-1 Escutcheon | na | na | na | Chrome | na | Each | 0.66 | Order Escutcheon Separately, Type B-1, Chrome | 0 | 0 | 0
1989 | 56-001-7-513 | 39.96 | 6--12 | 0 | Type C Escutcheon | na | na | na | Chrome | na | Each | 0 | Order Escutcheon Separately, Type C | 0 | 0 | 0
1990 | 56-000-1-781 | 6.42 | 6--12 | 0 | Accessories Centering Grommet Model 1781 | na | na | na | na | na | Each | 0 | Centering Grommet #1781 | 0 | 0 | 0
1991 | 56-000-1-780 | 73.84 | 6--12 | 0 | Accessories Retaining Flange Model 1780 | na | na | na | na | na | Each | 0 | Retaining Flange #1780 | 0 | 0 | 0
1992 | 56-000-1-752 | 1.1 | 6--12 | 0 | Spacers | na | na | na | na | na | Each | 0 | Spacers | 0 | 0 | 0
1993 | 56-001-5-093 | 295.36 | 6--12 | 0 | Sprinkler Wrench 1509-3 - TFP MAX, TFP PH2, TFP PH5 | na | na | na | na | na | Each | 0 | #1509-3 | 0 | 0 | 0
1994 | 51-106-9-165 | 447.62 | 6--13 | 0 | TFP PH5, K=5.6, Institutional HSW, SR Sprinkler | 1/2" NPT | K=5.6 | 140°F/60°C | Chrome | na | Each | 0 | na | TY3390 | TFP654 | 50
1995 | 56-001-7-512 | 39.96 | 6--13 | 0 | Type B-2 Escutcheon | na | na | na | Chrome | na | Each | 0 | Order Escutcheon Separately, Type B-2 | 0 | 0 | 0
1996 | 56-001-7-513 | 39.96 | 6--13 | 0 | Type C Escutcheon | na | na | na | Chrome | na | Each | 0 | Order Escutcheon Separately, Type C | 0 | 0 | 0
1997 | 56-000-1-781 | 6.42 | 6--13 | 0 | Accessories Centering Grommet Model 1781 | na | na | na | na | na | Each | 0 | Centering Grommet #1781 | 0 | 0 | 0
1998 | 56-000-1-780 | 73.84 | 6--13 | 0 | Accessories Retaining Flange Model 1780 | na | na | na | na | na | Each | 0 | Retaining Flange #1780 | 0 | 0 | 0
1999 | 56-000-1-752 | 1.1 | 6--13 | 0 | Spacers | na | na | na | na | na | Each | 0 | Spacers | 0 | 0 | 0
2000 | 56-001-5-093 | 295.36 | 6--13 | 0 | Sprinkler Wrench 1509-3 - TFP MAX, TFP PH2, TFP PH5 | na | na | na | na | na | Each | 0 | #1509-3 | 0 | 0 | 0
2001 | 77-573-1-135 | 46.66 | 6--14 | 0 | TY-B, 5mm Bulb, NPT Convnt. (Old Style) Sprinkler | 1/2" NPT | K=5.6 | 135°F/57°C | Brass | na | Each | 0.18 | na | TY3651 | TFP662 | 100
2002 | 77-573-1-155 | 46.66 | 6--14 | 0 | TY-B, 5mm Bulb, NPT Convnt. (Old Style) Sprinkler | 1/2" NPT | K=5.6 | 155°F/68°C | Brass | na | Each | 0.18 | na | TY3651 | TFP662 | 100
2003 | 77-573-1-175 | 46.66 | 6--14 | 0 | TY-B, 5mm Bulb, NPT Convnt. (Old Style) Sprinkler | 1/2" NPT | K=5.6 | 175°F/79°C | Brass | na | Each | 0.18 | na | TY3651 | TFP662 | 100
2004 | 77-573-1-200 | 46.66 | 6--14 | 0 | TY-B, 5mm Bulb, NPT Convnt. (Old Style) Sprinkler | 1/2" NPT | K=5.6 | 200°F/93°C | Brass | na | Each | 0.18 | na | TY3651 | TFP662 | 100
2005 | 77-573-1-286 | 46.66 | 6--14 | 0 | TY-B, 5mm Bulb, NPT Convnt. (Old Style) Sprinkler | 1/2" NPT | K=5.6 | 286°F/141°C | Brass | na | Each | 0.18 | na | TY3651 | TFP662 | 100
2006 | 77-573-1-360 | 79.01 | 6--14 | 0 | TY-B, 5mm Bulb, NPT Convnt. (Old Style) Sprinkler | 1/2" NPT | K=5.6 | 360°F/182°C | Brass | na | Each | 0.18 | na | TY3651 | TFP662 | 100
2007 | 77-573-9-135 | 52.67 | 6--14 | 0 | TY-B, 5mm Bulb, NPT Convnt. (Old Style) Sprinkler | 1/2" NPT | K=5.6 | 135°F/57°C | Chrome | na | Each | 0.18 | na | TY3651 | TFP662 | 100
2008 | 77-573-9-155 | 52.67 | 6--14 | 0 | TY-B, 5mm Bulb, NPT Convnt. (Old Style) Sprinkler | 1/2" NPT | K=5.6 | 155°F/68°C | Chrome | na | Each | 0.18 | na | TY3651 | TFP662 | 100
2009 | 77-573-9-175 | 52.67 | 6--14 | 0 | TY-B, 5mm Bulb, NPT Convnt. (Old Style) Sprinkler | 1/2" NPT | K=5.6 | 175°F/79°C | Chrome | na | Each | 0.18 | na | TY3651 | TFP662 | 100
2010 | 77-573-9-200 | 52.67 | 6--14 | 0 | TY-B, 5mm Bulb, NPT Convnt. (Old Style) Sprinkler | 1/2" NPT | K=5.6 | 200°F/93°C | Chrome | na | Each | 0.18 | na | TY3651 | TFP662 | 100
2011 | 77-573-9-286 | 52.67 | 6--14 | 0 | TY-B, 5mm Bulb, NPT Convnt. (Old Style) Sprinkler | 1/2" NPT | K=5.6 | 286°F/141°C | Chrome | na | Each | 0.18 | na | TY3651 | TFP662 | 100
2012 | 77-573-9-360 | 58.96 | 6--14 | 0 | TY-B, 5mm Bulb, NPT Convnt. (Old Style) Sprinkler | 1/2" NPT | K=5.6 | 360°F/182°C | Chrome | na | Each | 0.18 | na | TY3651 | TFP662 | 100
2013 | 77-573-4-135 | 52.67 | 6--14 | 0 | TY-B, 5mm Bulb, NPT Convnt. (Old Style) Sprinkler | 1/2" NPT | K=5.6 | 135°F/57°C | Signal White (RAL 9003) | na | Each | 0.18 | na | TY3651 | TFP662 | 100
2014 | 77-573-4-155 | 52.67 | 6--14 | 0 | TY-B, 5mm Bulb, NPT Convnt. (Old Style) Sprinkler | 1/2" NPT | K=5.6 | 155°F/68°C | Signal White (RAL 9003) | na | Each | 0.18 | na | TY3651 | TFP662 | 100
2015 | 77-573-4-175 | 52.67 | 6--14 | 0 | TY-B, 5mm Bulb, NPT Convnt. (Old Style) Sprinkler | 1/2" NPT | K=5.6 | 175°F/79°C | Signal White (RAL 9003) | na | Each | 0.18 | na | TY3651 | TFP662 | 100
2016 | 77-573-4-200 | 52.67 | 6--14 | 0 | TY-B, 5mm Bulb, NPT Convnt. (Old Style) Sprinkler | 1/2" NPT | K=5.6 | 200°F/93°C | Signal White (RAL 9003) | na | Each | 0.18 | na | TY3651 | TFP662 | 100
2017 | 77-573-4-286 | 52.67 | 6--14 | 0 | TY-B, 5mm Bulb, NPT Convnt. (Old Style) Sprinkler | 1/2" NPT | K=5.6 | 286°F/141°C | Signal White (RAL 9003) | na | Each | 0.18 | na | TY3651 | TFP662 | 100
2018 | 77-573-4-360 | 58.96 | 6--14 | 0 | TY-B, 5mm Bulb, NPT Convnt. (Old Style) Sprinkler | 1/2" NPT | K=5.6 | 360°F/182°C | Signal White (RAL 9003) | na | Each | 0.18 | na | TY3651 | TFP662 | 100
2019 | 77-573-5-155 | 56.96 | 6--14 | 0 | TY-B, 5mm Bulb, NPT Convnt. (Old Style) Sprinkler | 1/2" NPT | K=5.6 | 155°F/68°C | Jet Black (RAL 9005) | na | Each | 0 | na | 0 | TFP662 | 100
2020 | 77-573-5-200 | 56.96 | 6--14 | 0 | TY-B, 5mm Bulb, NPT Convnt. (Old Style) Sprinkler | 1/2" NPT | K=5.6 | 200°F/93°C | Jet Black (RAL 9005) | na | Each | 0 | na | 0 | TFP662 | 100
2021 | 56-000-6-387 | 102.46 | 6--14 | 0 | Sprinkler Wrench W-Type 6 Wrench | na | na | na | na | na | Each | 0 | na | 0 | 0 | 0
2022 | 57-593-1-135 | 51.23 | 6--15 | 0 | TY-B, 5mm Bulb, NPT Convnt. (Old Style) Sprinkler | 3/4" NPT | K=8.0 | 135°F/57°C | Brass | na | Each | 0.21 | na | TY4651 | TFP661 | 100
2023 | 57-593-1-155 | 51.23 | 6--15 | 0 | TY-B, 5mm Bulb, NPT Convnt. (Old Style) Sprinkler | 3/4" NPT | K=8.0 | 155°F/68°C | Brass | na | Each | 0.21 | na | TY4651 | TFP661 | 100
2024 | 57-593-1-175 | 76.85 | 6--15 | 0 | TY-B, 5mm Bulb, NPT Convnt. (Old Style) Sprinkler | 3/4" NPT | K=8.0 | 175°F/79°C | Brass | na | Each | 0.21 | na | TY4651 | TFP661 | 100
2025 | 57-593-1-200 | 51.23 | 6--15 | 0 | TY-B, 5mm Bulb, NPT Convnt. (Old Style) Sprinkler | 3/4" NPT | K=8.0 | 200°F/93°C | Brass | na | Each | 0.21 | na | TY4651 | TFP661 | 100
2026 | 57-593-1-286 | 51.23 | 6--15 | 0 | TY-B, 5mm Bulb, NPT Convnt. (Old Style) Sprinkler | 3/4" NPT | K=8.0 | 286°F/141°C | Brass | na | Each | 0.21 | na | TY4651 | TFP661 | 100
2027 | 57-593-1-360 | 57.53 | 6--15 | 0 | TY-B, 5mm Bulb, NPT Convnt. (Old Style) Sprinkler | 3/4" NPT | K=8.0 | 360°F/182°C | Brass | na | Each | 0.21 | na | TY4651 | TFP661 | 100
2028 | 57-593-9-135 | 58.96 | 6--15 | 0 | TY-B, 5mm Bulb, NPT Convnt. (Old Style) Sprinkler | 3/4" NPT | K=8.0 | 135°F/57°C | Chrome | na | Each | 0.21 | na | TY4651 | TFP661 | 100
2029 | 57-593-9-155 | 58.96 | 6--15 | 0 | TY-B, 5mm Bulb, NPT Convnt. (Old Style) Sprinkler | 3/4" NPT | K=8.0 | 155°F/68°C | Chrome | na | Each | 0.21 | na | TY4651 | TFP661 | 100
2030 | 57-593-9-175 | 58.96 | 6--15 | 0 | TY-B, 5mm Bulb, NPT Convnt. (Old Style) Sprinkler | 3/4" NPT | K=8.0 | 175°F/79°C | Chrome | na | Each | 0.21 | na | TY4651 | TFP661 | 100
2031 | 57-593-9-200 | 88.44 | 6--15 | 0 | TY-B, 5mm Bulb, NPT Convnt. (Old Style) Sprinkler | 3/4" NPT | K=8.0 | 200°F/93°C | Chrome | na | Each | 0.21 | na | TY4651 | TFP661 | 100
2032 | 57-593-9-286 | 58.96 | 6--15 | 0 | TY-B, 5mm Bulb, NPT Convnt. (Old Style) Sprinkler | 3/4" NPT | K=8.0 | 286°F/141°C | Chrome | na | Each | 0.21 | na | TY4651 | TFP661 | 100
2033 | 57-593-9-360 | 66.69 | 6--15 | 0 | TY-B, 5mm Bulb, NPT Convnt. (Old Style) Sprinkler | 3/4" NPT | K=8.0 | 360°F/182°C | Chrome | na | Each | 0.21 | na | TY4651 | TFP661 | 100
2034 | 57-593-4-135 | 58.96 | 6--15 | 0 | TY-B, 5mm Bulb, NPT Convnt. (Old Style) Sprinkler | 3/4" NPT | K=8.0 | 135°F/57°C | Signal White (RAL 9003) | na | Each | 0.21 | na | TY4651 | TFP661 | 100
2035 | 57-593-4-155 | 58.96 | 6--15 | 0 | TY-B, 5mm Bulb, NPT Convnt. (Old Style) Sprinkler | 3/4" NPT | K=8.0 | 155°F/68°C | Signal White (RAL 9003) | na | Each | 0.21 | na | TY4651 | TFP661 | 100
2036 | 57-593-4-175 | 58.96 | 6--15 | 0 | TY-B, 5mm Bulb, NPT Convnt. (Old Style) Sprinkler | 3/4" NPT | K=8.0 | 175°F/79°C | Signal White (RAL 9003) | na | Each | 0.21 | na | TY4651 | TFP661 | 100
2037 | 57-593-4-200 | 58.96 | 6--15 | 0 | TY-B, 5mm Bulb, NPT Convnt. (Old Style) Sprinkler | 3/4" NPT | K=8.0 | 200°F/93°C | Signal White (RAL 9003) | na | Each | 0.21 | na | TY4651 | TFP661 | 100
2038 | 57-593-4-286 | 58.96 | 6--15 | 0 | TY-B, 5mm Bulb, NPT Convnt. (Old Style) Sprinkler | 3/4" NPT | K=8.0 | 286°F/141°C | Signal White (RAL 9003) | na | Each | 0.21 | na | TY4651 | TFP661 | 100
2039 | 57-593-4-360 | 66.69 | 6--15 | 0 | TY-B, 5mm Bulb, NPT Convnt. (Old Style) Sprinkler | 3/4" NPT | K=8.0 | 360°F/182°C | Signal White (RAL 9003) | na | Each | 0.21 | na | TY4651 | TFP661 | 100
2040 | 57-593-5-155 | 63.54 | 6--15 | 0 | TY-B, 5mm Bulb, NPT Convnt. (Old Style) Sprinkler | 3/4" NPT | K=8.0 | 155°F/68°C | Jet Black (RAL 9005) | na | Each | 0.21 | na | TY4651 | TFP661 | 100
2041 | 57-593-5-200 | 63.54 | 6--15 | 0 | TY-B, 5mm Bulb, NPT Convnt. (Old Style) Sprinkler | 3/4" NPT | K=8.0 | 200°F/93°C | Jet Black (RAL 9005) | na | Each | 0.21 | na | TY4651 | TFP661 | 100
2042 | 57-593-7-135 | 143.1 | 6--15 | 0 | TY-B, 5mm Bulb, NPT Convnt. (Old Style) Sprinkler | 3/4" NPT | K=8.0 | 135°F/57°C | Lead Coated | na | Each | 0.21 | na | TY4651 | TFP661 | 100
2043 | 57-593-7-155 | 143.1 | 6--15 | 0 | TY-B, 5mm Bulb, NPT Convnt. (Old Style) Sprinkler | 3/4" NPT | K=8.0 | 155°F/68°C | Lead Coated | na | Each | 0.21 | na | TY4651 | TFP661 | 100
2044 | 57-593-7-175 | 143.1 | 6--15 | 0 | TY-B, 5mm Bulb, NPT Convnt. (Old Style) Sprinkler | 3/4" NPT | K=8.0 | 175°F/79°C | Lead Coated | na | Each | 0.21 | na | TY4651 | TFP661 | 100
2045 | 57-593-7-200 | 143.1 | 6--15 | 0 | TY-B, 5mm Bulb, NPT Convnt. (Old Style) Sprinkler | 3/4" NPT | K=8.0 | 200°F/93°C | Lead Coated | na | Each | 0.21 | na | TY4651 | TFP661 | 100
2046 | 57-593-7-286 | 143.1 | 6--15 | 0 | TY-B, 5mm Bulb, NPT Convnt. (Old Style) Sprinkler | 3/4" NPT | K=8.0 | 286°F/141°C | Lead Coated | na | Each | 0.21 | na | TY4651 | TFP661 | 100
2047 | 57-593-7-360 | 143.1 | 6--15 | 0 | TY-B, 5mm Bulb, NPT Convnt. (Old Style) Sprinkler | 3/4" NPT | K=8.0 | 360°F/182°C | Lead Coated | na | Each | 0.21 | na | TY4651 | TFP661 | 100
2048 | 57-593-6-135 | 132.23 | 6--15 | 0 | TY-B, 5mm Bulb, NPT Convnt. (Old Style) Sprinkler | 3/4" NPT | K=8.0 | 135°F/57°C | Wax Coated | na | Each | 0.21 | na | TY4651 | TFP661 | 100
2049 | 57-593-6-155 | 132.23 | 6--15 | 0 | TY-B, 5mm Bulb, NPT Convnt. (Old Style) Sprinkler | 3/4" NPT | K=8.0 | 155°F/68°C | Wax Coated | na | Each | 0.21 | na | TY4651 | TFP661 | 100
2050 | 57-593-6-175 | 132.23 | 6--15 | 0 | TY-B, 5mm Bulb, NPT Convnt. (Old Style) Sprinkler | 3/4" NPT | K=8.0 | 175°F/79°C | Wax Coated | na | Each | 0.21 | na | TY4651 | TFP661 | 100
2051 | 57-593-6-200 | 132.23 | 6--15 | 0 | TY-B, 5mm Bulb, NPT Convnt. (Old Style) Sprinkler | 3/4" NPT | K=8.0 | 200°F/93°C | Wax Coated | na | Each | 0.21 | na | TY4651 | TFP661 | 100
2052 | 57-593-6-286 | 132.23 | 6--15 | 0 | TY-B, 5mm Bulb, NPT Convnt. (Old Style) Sprinkler | 3/4" NPT | K=8.0 | 286°F/141°C | Wax Coated | na | Each | 0.21 | na | TY4651 | TFP661 | 100
2053 | 57-593-8-135 | 188.9 | 6--15 | 0 | TY-B, 5mm Bulb, NPT Convnt. (Old Style) Sprinkler | 3/4" NPT | K=8.0 | 135°F/57°C | Wax over Lead Coated | na | Each | 0.21 | na | TY4651 | TFP661 | 100
2054 | 57-593-8-155 | 188.9 | 6--15 | 0 | TY-B, 5mm Bulb, NPT Convnt. (Old Style) Sprinkler | 3/4" NPT | K=8.0 | 155°F/68°C | Wax over Lead Coated | na | Each | 0.21 | na | TY4651 | TFP661 | 100
2055 | 57-593-8-175 | 188.9 | 6--15 | 0 | TY-B, 5mm Bulb, NPT Convnt. (Old Style) Sprinkler | 3/4" NPT | K=8.0 | 175°F/79°C | Wax over Lead Coated | na | Each | 0.21 | na | TY4651 | TFP661 | 100
2056 | 57-593-8-200 | 188.9 | 6--15 | 0 | TY-B, 5mm Bulb, NPT Convnt. (Old Style) Sprinkler | 3/4" NPT | K=8.0 | 200°F/93°C | Wax over Lead Coated | na | Each | 0.21 | na | TY4651 | TFP661 | 100
2057 | 57-593-8-286 | 188.9 | 6--15 | 0 | TY-B, 5mm Bulb, NPT Convnt. (Old Style) Sprinkler | 3/4" NPT | K=8.0 | 286°F/141°C | Wax over Lead Coated | na | Each | 0.21 | na | TY4651 | TFP661 | 100
2058 | 56-000-6-387 | 102.46 | 6--15 | 0 | Sprinkler Wrench W-Type 6 Wrench | na | na | na | na | na | Each | 0 | na | 0 | 0 | 0
2059 | 77-373-1-135 | 87.58 | 6--16 | 0 | TY-FRB, 3mm Bulb, QR, Conv (Old Style) Sprinklers | 1/2" NPT | K=5.6 | 135°F/57°C | Brass | na | Each | 0.18 | na | TY3631 | TFP667 | 100
2060 | 77-373-1-155 | 87.58 | 6--16 | 0 | TY-FRB, 3mm Bulb, QR, Conv (Old Style) Sprinklers | 1/2" NPT | K=5.6 | 155°F/68°C | Brass | na | Each | 0.18 | na | TY3631 | TFP667 | 100
2061 | 77-373-1-175 | 87.58 | 6--16 | 0 | TY-FRB, 3mm Bulb, QR, Conv (Old Style) Sprinklers | 1/2" NPT | K=5.6 | 175°F/79°C | Brass | na | Each | 0.18 | na | TY3631 | TFP667 | 100
2062 | 77-373-1-200 | 87.58 | 6--16 | 0 | TY-FRB, 3mm Bulb, QR, Conv (Old Style) Sprinklers | 1/2" NPT | K=5.6 | 200°F/93°C | Brass | na | Each | 0.18 | na | TY3631 | TFP667 | 100
2063 | 77-373-1-286 | 87.58 | 6--16 | 0 | TY-FRB, 3mm Bulb, QR, Conv (Old Style) Sprinklers | 1/2" NPT | K=5.6 | 286°F/141°C | Brass | na | Each | 0.18 | na | TY3631 | TFP667 | 100
2064 | 77-373-9-135 | 91.88 | 6--16 | 0 | TY-FRB, 3mm Bulb, QR, Conv (Old Style) Sprinklers | 1/2" NPT | K=5.6 | 135°F/57°C | Chrome | na | Each | 0.18 | na | TY3631 | TFP667 | 100
2065 | 77-373-9-155 | 95.31 | 6--16 | 0 | TY-FRB, 3mm Bulb, QR, Conv (Old Style) Sprinklers | 1/2" NPT | K=5.6 | 155°F/68°C | Chrome | na | Each | 0.18 | na | TY3631 | TFP667 | 100
2066 | 77-373-9-175 | 137.82 | 6--16 | 0 | TY-FRB, 3mm Bulb, QR, Conv (Old Style) Sprinklers | 1/2" NPT | K=5.6 | 175°F/79°C | Chrome | na | Each | 0.18 | na | TY3631 | TFP667 | 100
2067 | 77-373-9-200 | 91.88 | 6--16 | 0 | TY-FRB, 3mm Bulb, QR, Conv (Old Style) Sprinklers | 1/2" NPT | K=5.6 | 200°F/93°C | Chrome | na | Each | 0.18 | na | TY3631 | TFP667 | 100
2068 | 77-373-9-286 | 91.88 | 6--16 | 0 | TY-FRB, 3mm Bulb, QR, Conv (Old Style) Sprinklers | 1/2" NPT | K=5.6 | 286°F/141°C | Chrome | na | Each | 0.18 | na | TY3631 | TFP667 | 100
2069 | 77-373-4-135 | 91.88 | 6--16 | 0 | TY-FRB, 3mm Bulb, QR, Conv (Old Style) Sprinklers | 1/2" NPT | K=5.6 | 135°F/57°C | Signal White (RAL 9003) | na | Each | 0.18 | na | TY3631 | TFP667 | 100
2070 | 77-373-4-155 | 142.97 | 6--16 | 0 | TY-FRB, 3mm Bulb, QR, Conv (Old Style) Sprinklers | 1/2" NPT | K=5.6 | 155°F/68°C | Signal White (RAL 9003) | na | Each | 0.18 | na | TY3631 | TFP667 | 100
2071 | 77-373-4-175 | 91.88 | 6--16 | 0 | TY-FRB, 3mm Bulb, QR, Conv (Old Style) Sprinklers | 1/2" NPT | K=5.6 | 175°F/79°C | Signal White (RAL 9003) | na | Each | 0.18 | na | TY3631 | TFP667 | 100
2072 | 77-373-4-200 | 91.88 | 6--16 | 0 | TY-FRB, 3mm Bulb, QR, Conv (Old Style) Sprinklers | 1/2" NPT | K=5.6 | 200°F/93°C | Signal White (RAL 9003) | na | Each | 0.18 | na | TY3631 | TFP667 | 100
2073 | 77-373-4-286 | 91.88 | 6--16 | 0 | TY-FRB, 3mm Bulb, QR, Conv (Old Style) Sprinklers | 1/2" NPT | K=5.6 | 286°F/141°C | Signal White (RAL 9003) | na | Each | 0.18 | na | TY3631 | TFP667 | 100
2074 | 77-373-5-155 | 100.17 | 6--16 | 0 | TY-FRB, 3mm Bulb, QR, Conv (Old Style) Sprinklers | 1/2" NPT | K=5.6 | 155°F/68°C | Jet Black (RAL 9005) | na | Each | 0 | na | TY3631 | TFP667 | 100
2075 | 77-373-5-200 | 100.17 | 6--16 | 0 | TY-FRB, 3mm Bulb, QR, Conv (Old Style) Sprinklers | 1/2" NPT | K=5.6 | 200°F/93°C | Jet Black (RAL 9005) | na | Each | 0 | na | TY3631 | TFP667 | 100
2076 | 56-000-6-387 | 102.46 | 6--16 | 0 | Sprinkler Wrench W-Type 6 Wrench | na | na | na | na | na | Each | 0 | na | 0 | 0 | 0
2077 | 57-393-1-135 | 97.6 | 6--17 | 0 | TY-FRB, 3mm Bulb, QR, Conv. (Old Style) Sprinklers | 3/4" NPT | K=8.0 | 135°F/57°C | Brass | na | Each | 0.21 | na | TY4631 | TFP666 | 100
2078 | 57-393-1-155 | 101.61 | 6--17 | 0 | TY-FRB, 3mm Bulb, QR, Conv. (Old Style) Sprinklers | 3/4" NPT | K=8.0 | 155°F/68°C | Brass | na | Each | 0.21 | na | TY4631 | TFP666 | 100
2079 | 57-393-1-175 | 97.6 | 6--17 | 0 | TY-FRB, 3mm Bulb, QR, Conv. (Old Style) Sprinklers | 3/4" NPT | K=8.0 | 175°F/79°C | Brass | na | Each | 0.21 | na | TY4631 | TFP666 | 100
2080 | 57-393-1-200 | 101.61 | 6--17 | 0 | TY-FRB, 3mm Bulb, QR, Conv. (Old Style) Sprinklers | 3/4" NPT | K=8.0 | 200°F/93°C | Brass | na | Each | 0.21 | na | TY4631 | TFP666 | 100
2081 | 57-393-1-286 | 152.42 | 6--17 | 0 | TY-FRB, 3mm Bulb, QR, Conv. (Old Style) Sprinklers | 3/4" NPT | K=8.0 | 286°F/141°C | Brass | na | Each | 0.21 | na | TY4631 | TFP666 | 100
2082 | 57-393-9-135 | 105.9 | 6--17 | 0 | TY-FRB, 3mm Bulb, QR, Conv. (Old Style) Sprinklers | 3/4" NPT | K=8.0 | 135°F/57°C | Chrome | na | Each | 0.21 | na | TY4631 | TFP666 | 100
2083 | 57-393-9-155 | 110.48 | 6--17 | 0 | TY-FRB, 3mm Bulb, QR, Conv. (Old Style) Sprinklers | 3/4" NPT | K=8.0 | 155°F/68°C | Chrome | na | Each | 0.21 | na | TY4631 | TFP666 | 100
2084 | 57-393-9-175 | 105.9 | 6--17 | 0 | TY-FRB, 3mm Bulb, QR, Conv. (Old Style) Sprinklers | 3/4" NPT | K=8.0 | 175°F/79°C | Chrome | na | Each | 0.21 | na | TY4631 | TFP666 | 100
2085 | 57-393-9-200 | 105.9 | 6--17 | 0 | TY-FRB, 3mm Bulb, QR, Conv. (Old Style) Sprinklers | 3/4" NPT | K=8.0 | 200°F/93°C | Chrome | na | Each | 0.21 | na | TY4631 | TFP666 | 100
2086 | 57-393-9-286 | 110.48 | 6--17 | 0 | TY-FRB, 3mm Bulb, QR, Conv. (Old Style) Sprinklers | 3/4" NPT | K=8.0 | 286°F/141°C | Chrome | na | Each | 0.21 | na | TY4631 | TFP666 | 100
2087 | 57-393-4-135 | 105.9 | 6--17 | 0 | TY-FRB, 3mm Bulb, QR, Conv. (Old Style) Sprinklers | 3/4" NPT | K=8.0 | 135°F/57°C | Signal White (RAL 9003) | na | Each | 0.21 | na | TY4631 | TFP666 | 100
2088 | 57-393-4-155 | 110.48 | 6--17 | 0 | TY-FRB, 3mm Bulb, QR, Conv. (Old Style) Sprinklers | 3/4" NPT | K=8.0 | 155°F/68°C | Signal White (RAL 9003) | na | Each | 0.21 | na | TY4631 | TFP666 | 100
2089 | 57-393-4-175 | 105.9 | 6--17 | 0 | TY-FRB, 3mm Bulb, QR, Conv. (Old Style) Sprinklers | 3/4" NPT | K=8.0 | 175°F/79°C | Signal White (RAL 9003) | na | Each | 0.21 | na | TY4631 | TFP666 | 100
2090 | 57-393-4-200 | 105.9 | 6--17 | 0 | TY-FRB, 3mm Bulb, QR, Conv. (Old Style) Sprinklers | 3/4" NPT | K=8.0 | 200°F/93°C | Signal White (RAL 9003) | na | Each | 0.21 | na | TY4631 | TFP666 | 100
2091 | 57-393-4-286 | 110.48 | 6--17 | 0 | TY-FRB, 3mm Bulb, QR, Conv. (Old Style) Sprinklers | 3/4" NPT | K=8.0 | 286°F/141°C | Signal White (RAL 9003) | na | Each | 0.21 | na | TY4631 | TFP666 | 100
2092 | 57-393-5-155 | 115.06 | 6--17 | 0 | TY-FRB, 3mm Bulb, QR, Conv. (Old Style) Sprinklers | 3/4" NPT | K=8.0 | 155°F/68°C | Jet Black (RAL 9005) | na | Each | 0 | na | 0 | TFP666 | 100
2093 | 57-393-5-200 | 115.06 | 6--17 | 0 | TY-FRB, 3mm Bulb, QR, Conv. (Old Style) Sprinklers | 3/4" NPT | K=8.0 | 200°F/93°C | Jet Black (RAL 9005) | na | Each | 0 | na | 0 | TFP666 | 100
2094 | 57-393-7-135 | 258.73 | 6--17 | 0 | TY-FRB, 3mm Bulb, QR, Conv. (Old Style) Sprinklers | 3/4" NPT | K=8.0 | 135°F/57°C | Lead Coated | na | Each | 0.21 | na | TY4631 | TFP666 | 100
2095 | 57-393-7-155 | 258.73 | 6--17 | 0 | TY-FRB, 3mm Bulb, QR, Conv. (Old Style) Sprinklers | 3/4" NPT | K=8.0 | 155°F/68°C | Lead Coated | na | Each | 0.21 | na | TY4631 | TFP666 | 100
2096 | 57-393-7-175 | 258.73 | 6--17 | 0 | TY-FRB, 3mm Bulb, QR, Conv. (Old Style) Sprinklers | 3/4" NPT | K=8.0 | 175°F/79°C | Lead Coated | na | Each | 0.21 | na | TY4631 | TFP666 | 100
2097 | 57-393-7-200 | 258.73 | 6--17 | 0 | TY-FRB, 3mm Bulb, QR, Conv. (Old Style) Sprinklers | 3/4" NPT | K=8.0 | 200°F/93°C | Lead Coated | na | Each | 0.21 | na | TY4631 | TFP666 | 100
2098 | 57-393-7-286 | 258.73 | 6--17 | 0 | TY-FRB, 3mm Bulb, QR, Conv. (Old Style) Sprinklers | 3/4" NPT | K=8.0 | 286°F/141°C | Lead Coated | na | Each | 0.21 | na | TY4631 | TFP666 | 100
2099 | 56-000-6-387 | 102.46 | 6--17 | 0 | Sprinkler Wrench W-Type 6 Wrench | na | na | na | na | na | Each | 0 | na | 0 | 0 | 0
2100 | 51-036-1-400 | 277.05 | 6--18 | 0 | Issue D Quartzoid High Temp Special Sprinkler | 1/2" NPT | K=5.6 | 400°F/204°C | Brass | na | Each | 0.275 | Note: All High Temperature Sprinklers are special ordered and are Non-Returnable. Please see “Terms & Conditions” | TY3191 | TFP690 | 100
2101 | 51-040-1-400 | 277.05 | 6--18 | 0 | Issue D Quartzoid High Temp Special Sprinkler | 1/2" NPT | K=5.6 | 400°F/204°C | Brass | na | Each | 0.275 | Note: All High Temperature Sprinklers are special ordered and are Non-Returnable. Please see “Terms & Conditions” | TY3291 | TFP690 | 100
2102 | 51-036-1-500 | 277.05 | 6--18 | 0 | Issue D Quartzoid High Temp Special Sprinkler | 1/2" NPT | K=5.6 | 500°F/260°C | Brass | na | Each | 0.275 | Note: All High Temperature Sprinklers are special ordered and are Non-Returnable. Please see “Terms & Conditions” | TY3191 | TFP690 | 100
2103 | 51-040-1-500 | 277.05 | 6--18 | 0 | Issue D Quartzoid High Temp Special Sprinkler | 1/2" NPT | K=5.6 | 500°F/260°C | Brass | na | Each | 0.275 | Note: All High Temperature Sprinklers are special ordered and are Non-Returnable. Please see “Terms & Conditions” | TY3291 | TFP690 | 100
2104 | 51-036-1-650 | 753.86 | 6--18 | 0 | Issue D Quartzoid High Temp Special Sprinkler | 1/2" NPT | K=5.6 | 650°F/343°C | Brass | na | Each | 0.275 | Note: All High Temperature Sprinklers are special ordered and are Non-Returnable. Please see “Terms & Conditions” | TY3191 | TFP690 | 100
2105 | 51-040-1-650 | 753.86 | 6--18 | 0 | Issue D Quartzoid High Temp Special Sprinkler | 1/2" NPT | K=5.6 | 650°F/343°C | Brass | na | Each | 0.275 | Note: All High Temperature Sprinklers are special ordered and are Non-Returnable. Please see “Terms & Conditions” | TY3291 | TFP690 | 100
2106 | 51-036-9-400 | 369.2 | 6--18 | 0 | Issue D Quartzoid High Temp Special Sprinkler | 1/2" NPT | K=5.6 | 500°F/260°C | Chrome | na | Each | 0.275 | Note: All High Temperature Sprinklers are special ordered and are Non-Returnable. Please see “Terms & Conditions” | TY3191 | TFP690 | 100
2107 | 51-040-9-400 | 369.2 | 6--18 | 0 | Issue D Quartzoid High Temp Special Sprinkler | 1/2" NPT | K=5.6 | 500°F/260°C | Chrome | na | Each | 0.275 | Note: All High Temperature Sprinklers are special ordered and are Non-Returnable. Please see “Terms & Conditions” | TY3291 | TFP690 | 100
2108 | 51-036-9-500 | 369.2 | 6--18 | 0 | Issue D Quartzoid High Temp Special Sprinkler | 1/2" NPT | K=5.6 | 500°F/260°C | Chrome | na | Each | 0.275 | Note: All High Temperature Sprinklers are special ordered and are Non-Returnable. Please see “Terms & Conditions” | TY3191 | TFP690 | 100
2109 | 51-040-9-500 | 369.2 | 6--18 | 0 | Issue D Quartzoid High Temp Special Sprinkler | 1/2" NPT | K=5.6 | 500°F/260°C | Chrome | na | Each | 0.275 | Note: All High Temperature Sprinklers are special ordered and are Non-Returnable. Please see “Terms & Conditions” | TY3291 | TFP690 | 100
2110 | 51-036-9-650 | 993.12 | 6--18 | 0 | Issue D Quartzoid High Temp Special Sprinkler | 1/2" NPT | K=5.6 | 650°F/343°C | Chrome | na | Each | 0.275 | Note: All High Temperature Sprinklers are special ordered and are Non-Returnable. Please see “Terms & Conditions” | TY3191 | TFP690 | 100
2111 | 51-040-9-650 | 993.12 | 6--18 | 0 | Issue D Quartzoid High Temp Special Sprinkler | 1/2" NPT | K=5.6 | 650°F/343°C | Chrome | na | Each | 0.275 | Note: All High Temperature Sprinklers are special ordered and are Non-Returnable. Please see “Terms & Conditions” | TY3291 | TFP690 | 100
2112 | 51-036-7-400 | 342.3 | 6--18 | 0 | Issue D Quartzoid High Temp Special Sprinkler | 1/2" NPT | K=5.6 | 400°F/204°C | Lead Coated | na | Each | 0.275 | Note: All High Temperature Sprinklers are special ordered and are Non-Returnable. Please see “Terms & Conditions” | TY3191 | TFP690 | 100
2113 | 51-040-7-400 | 342.3 | 6--18 | 0 | Issue D Quartzoid High Temp Special Sprinkler | 1/2" NPT | K=5.6 | 400°F/204°C | Lead Coated | na | Each | 0.275 | Note: All High Temperature Sprinklers are special ordered and are Non-Returnable. Please see “Terms & Conditions” | TY3291 | TFP690 | 100
2114 | 51-036-7-500 | 342.3 | 6--18 | 0 | Issue D Quartzoid High Temp Special Sprinkler | 1/2" NPT | K=5.6 | 500°F/260°C | Lead Coated | na | Each | 0.275 | Note: All High Temperature Sprinklers are special ordered and are Non-Returnable. Please see “Terms & Conditions” | TY3191 | TFP690 | 100
2115 | 51-040-7-500 | 342.3 | 6--18 | 0 | Issue D Quartzoid High Temp Special Sprinkler | 1/2" NPT | K=5.6 | 500°F/260°C | Lead Coated | na | Each | 0.275 | Note: All High Temperature Sprinklers are special ordered and are Non-Returnable. Please see “Terms & Conditions” | TY3291 | TFP690 | 100
2116 | 56-452-1-001 | 62.68 | 6--18 | 0 | Sprinkler Wrench W-Type 11 Wrench | na | na | na | na | na | Each | 0 | Issue D Quartzoid, Type EA-1, D3, D3S, Type 1 & 2 | 0 | 0 | 0
2117 | 51-136-1-400 | 369.2 | 6--18 | 0 | Issue D Quartzoid High Temp Spcl Upright Sprinkler | 3/4" NPT | K=8.0 | 400°F/204°C | Brass | na | Each | 0.275 | Note: All High Temperature Sprinklers are special ordered and are Non-Returnable. Please see “Terms & Conditions” | TY4191 | TFP690 | 100
2118 | 51-140-1-400 | 369.2 | 6--18 | 0 | Issue D Quartzoid High Temp Spcl Pendent Sprinkler | 3/4" NPT | K=8.0 | 400°F/204°C | Brass | na | Each | 0.275 | Note: All High Temperature Sprinklers are special ordered and are Non-Returnable. Please see “Terms & Conditions” | TY4291 | TFP690 | 100
2119 | 51-136-1-500 | 369.2 | 6--18 | 0 | Issue D Quartzoid High Temp Spcl Upright Sprinkler | 3/4" NPT | K=8.0 | 500°F/260°C | Brass | na | Each | 0.275 | Note: All High Temperature Sprinklers are special ordered and are Non-Returnable. Please see “Terms & Conditions” | TY4191 | TFP690 | 100
2120 | 51-140-1-500 | 369.2 | 6--18 | 0 | Issue D Quartzoid High Temp Spcl Pendent Sprinkler | 3/4" NPT | K=8.0 | 500°F/260°C | Brass | na | Each | 0.275 | Note: All High Temperature Sprinklers are special ordered and are Non-Returnable. Please see “Terms & Conditions” | TY4291 | TFP690 | 100
2121 | 51-136-9-400 | 373.21 | 6--18 | 0 | Issue D Quartzoid High Temp Spcl Upright Sprinkler | 3/4" NPT | K=8.0 | 400°F/204°C | Chrome | na | Each | 0.275 | Note: All High Temperature Sprinklers are special ordered and are Non-Returnable. Please see “Terms & Conditions” | TY4191 | TFP690 | 100
2122 | 51-140-9-400 | 373.21 | 6--18 | 0 | Issue D Quartzoid High Temp Spcl Pendent Sprinkler | 3/4" NPT | K=8.0 | 400°F/204°C | Chrome | na | Each | 0.275 | Note: All High Temperature Sprinklers are special ordered and are Non-Returnable. Please see “Terms & Conditions” | TY4291 | TFP690 | 100
2123 | 51-136-9-500 | 373.21 | 6--18 | 0 | Issue D Quartzoid High Temp Spcl Upright Sprinkler | 3/4" NPT | K=8.0 | 500°F/260°C | Chrome | na | Each | 0.275 | Note: All High Temperature Sprinklers are special ordered and are Non-Returnable. Please see “Terms & Conditions” | TY4191 | TFP690 | 100
2124 | 51-140-9-500 | 373.21 | 6--18 | 0 | Issue D Quartzoid High Temp Spcl Pendent Sprinkler | 3/4" NPT | K=8.0 | 500°F/260°C | Chrome | na | Each | 0.275 | Note: All High Temperature Sprinklers are special ordered and are Non-Returnable. Please see “Terms & Conditions” | TY4291 | TFP690 | 100
2125 | 51-136-7-400 | 431.59 | 6--18 | 0 | Issue D Quartzoid High Temp Spcl Upright Sprinkler | 3/4" NPT | K=8.0 | 400°F/204°C | Lead Coated | na | Each | 0.275 | Note: All High Temperature Sprinklers are special ordered and are Non-Returnable. Please see “Terms & Conditions” | TY4191 | TFP690 | 100
2126 | 51-140-7-400 | 431.59 | 6--18 | 0 | Issue D Quartzoid High Temp Spcl Pendent Sprinkler | 3/4" NPT | K=8.0 | 400°F/204°C | Lead Coated | na | Each | 0.275 | Note: All High Temperature Sprinklers are special ordered and are Non-Returnable. Please see “Terms & Conditions” | TY4291 | TFP690 | 100
2127 | 51-136-7-500 | 647.39 | 6--18 | 0 | Issue D Quartzoid High Temp Spcl Upright Sprinkler | 3/4" NPT | K=8.0 | 500°F/260°C | Lead Coated | na | Each | 0.275 | Note: All High Temperature Sprinklers are special ordered and are Non-Returnable. Please see “Terms & Conditions” | TY4191 | TFP690 | 100
2128 | 51-140-7-500 | 431.59 | 6--18 | 0 | Issue D Quartzoid High Temp Spcl Pendent Sprinkler | 3/4" NPT | K=8.0 | 500°F/260°C | Lead Coated | na | Each | 0.275 | Note: All High Temperature Sprinklers are special ordered and are Non-Returnable. Please see “Terms & Conditions” | TY4291 | TFP690 | 100
2129 | 51-136-8-400 | 484.26 | 6--18 | 0 | Issue D Quartzoid High Temp Spcl Upright Sprinkler | 3/4" NPT | K=8.0 | 400°F/204°C | Wax over Lead Coated | na | Each | 0.275 | Note: All High Temperature Sprinklers are special ordered and are Non-Returnable. Please see “Terms & Conditions” | TY4191 | TFP690 | 100
2130 | 51-140-8-400 | 484.26 | 6--18 | 0 | Issue D Quartzoid High Temp Spcl Pendent Sprinkler | 3/4" NPT | K=8.0 | 400°F/204°C | Wax over Lead Coated | na | Each | 0.275 | Note: All High Temperature Sprinklers are special ordered and are Non-Returnable. Please see “Terms & Conditions” | TY4291 | TFP690 | 100
2131 | 51-136-8-500 | 484.26 | 6--18 | 0 | Issue D Quartzoid High Temp Spcl Upright Sprinkler | 3/4" NPT | K=8.0 | 500°F/260°C | Wax over Lead Coated | na | Each | 0.275 | Note: All High Temperature Sprinklers are special ordered and are Non-Returnable. Please see “Terms & Conditions” | TY4191 | TFP690 | 100
2132 | 51-140-8-500 | 484.26 | 6--18 | 0 | Issue D Quartzoid High Temp Spcl Pendent Sprinkler | 3/4" NPT | K=8.0 | 500°F/260°C | Wax over Lead Coated | na | Each | 0.275 | Note: All High Temperature Sprinklers are special ordered and are Non-Returnable. Please see “Terms & Conditions” | TY4291 | TFP690 | 100
2133 | 56-452-1-001 | 62.68 | 6--18 | 0 | Sprinkler Wrench W-Type 11 Wrench | na | na | na | na | na | Each | 0 | Issue D Quartzoid, Type EA-1, D3, D3S, Type 1 & 2 | 0 | 0 | 0
2134 | 49-3XX-1-XXX | 236.41 | 7--1 | 0 | Protectospray Nozzles Model D-3 | 1/2" NPT | na | na | Plain Brass | na | Each | 0 | na | 0 | TFP802 | 0
2135 | 49-3XX-7-XXX | 289.64 | 7--1 | 0 | Protectospray Nozzles Model D-3 | 1/2" NPT | na | na | Lead Coated | na | Each | 0 | na | 0 | TFP802 | 0
2136 | 49-3XX-4-XXX | 557.52 | 7--1 | 0 | Protectospray Nozzles Model D-3 | 1/2" NPT | na | na | Teflon Coated | na | Each | 0 | na | 0 | TFP802 | 0
2137 | 49-3XX-9-XXX | 284.49 | 7--1 | 0 | Protectospray Nozzles Model D-3 | 1/2" NPT | na | na | Chrome Plated | na | Each | 0 | na | 0 | TFP802 | 0
2138 | 49-3XX-0-XXX | 1013.15 | 7--1 | 0 | Protectospray Nozzles Model D-3 | 1/2" NPT | na | na | Stainless Steel | na | Each | 0 | na | 0 | TFP802 | 0
2139 | 56-452-1-001 | 62.68 | 7--1 | 0 | Sprinkler Wrench W-Type 11 Wrench | na | na | na | na | na | Each | 0 | Issue D Quartzoid, Type EA-1, D3, D3S, Type 1 & 2 | 0 | 0 | 0
2140 | 6012 | 630.79 | 7--1 | Net Price | Paint Match Set Up | na | na | na | Custom Paint* | na | Each | 0 | * Special order paint match subject to a set-up charge (Net Price) All "Special Order" cover plates are special ordered and are Non-Returnable.Please see Terms & Conditions. | 0 | 0 | 0
2141 | 49-9XX-1-XXX | 538.63 | 7--2 | 0 | 1/2" Protectospray Nozzles Model EA-1 | 1/2" NPT | na | na | Plain (135° - 325°) | na | Each | 0 | Temperatures of 400° F & 500° F available in Plain finish only. Note: All Protectospray Nozzles are special ordered and are Non-Returnable. Please see “Terms & Conditions” | 0 | TFP800 | 0
2142 | 49-9XX-1-400 | 963.35 | 7--2 | 0 | 1/2" Protectospray Nozzles Model EA-1 | 1/2" NPT | na | na | Plain | na | Each | 0 | Temperatures of 400° F & 500° F available in Plain finish only. Note: All Protectospray Nozzles are special ordered and are Non-Returnable. Please see “Terms & Conditions” | 0 | TFP800 | 0
2143 | 49-9XX-1-500 | 964.5 | 7--2 | 0 | 1/2" Protectospray Nozzles Model EA-1 | 1/2" NPT | na | na | Plain | na | Each | 0 | Temperatures of 400° F & 500° F available in Plain finish only. Note: All Protectospray Nozzles are special ordered and are Non-Returnable. Please see “Terms & Conditions” | 0 | TFP800 | 0
2144 | 49-9XX-7-XXX | 693.75 | 7--2 | 0 | 1/2" Protectospray Nozzles Model EA-1 | 1/2" NPT | na | na | Lead Coated | na | Each | 0 | Temperatures of 400° F & 500° F available in Plain finish only. Note: All Protectospray Nozzles are special ordered and are Non-Returnable. Please see “Terms & Conditions” | 0 | TFP800 | 0
2145 | 49-9XX-9-XXX | 737.26 | 7--2 | 0 | 1/2" Protectospray Nozzles Model EA-1 | 1/2" NPT | na | na | Chrome Plated | na | Each | 0 | Temperatures of 400° F & 500° F available in Plain finish only. Note: All Protectospray Nozzles are special ordered and are Non-Returnable. Please see “Terms & Conditions” | 0 | TFP800 | 0
2146 | 49-9XX-6-XXX | 674.29 | 7--2 | 0 | 1/2" Protectospray Nozzles Model EA-1 | 1/2" NPT | na | na | Wax Coated | na | Each | 0 | Temperatures of 400° F & 500° F available in Plain finish only. Note: All Protectospray Nozzles are special ordered and are Non-Returnable. Please see “Terms & Conditions” | 0 | TFP800 | 0
2147 | 49-7XX-1-XXX | 703.48 | 7--2 | 0 | 1/4" Protectospray Nozzles Model EA-1 | 1/4" NPT | na | na | Plain (135° - 325°) | na | Each | 0 | Temperatures of 400° F & 500° F available in Plain finish only. Note: All Protectospray Nozzles are special ordered and are Non-Returnable. Please see “Terms & Conditions” | 0 | TFP800 | 0
2148 | 49-7XX-1-400 | 1258.14 | 7--2 | 0 | 1/4" Protectospray Nozzles Model EA-1 | 1/4" NPT | na | na | Plain | na | Each | 0 | Temperatures of 400° F & 500° F available in Plain finish only. Note: All Protectospray Nozzles are special ordered and are Non-Returnable. Please see “Terms & Conditions” | 0 | TFP800 | 0
2149 | 49-7XX-1-500 | 1258.14 | 7--2 | 0 | 1/4" Protectospray Nozzles Model EA-1 | 1/4" NPT | na | na | Plain | na | Each | 0 | Temperatures of 400° F & 500° F available in Plain finish only. Note: All Protectospray Nozzles are special ordered and are Non-Returnable. Please see “Terms & Conditions” | 0 | TFP800 | 0
2150 | 49-7XX-7-XXX | 870.63 | 7--2 | 0 | 1/4" Protectospray Nozzles Model EA-1 | 1/4" NPT | na | na | Lead Coated | na | Each | 0 | Temperatures of 400° F & 500° F available in Plain finish only. Note: All Protectospray Nozzles are special ordered and are Non-Returnable. Please see “Terms & Conditions” | 0 | TFP800 | 0
2151 | 49-7XX-9-XXX | 968.51 | 7--2 | 0 | 1/4" Protectospray Nozzles Model EA-1 | 1/4" NPT | na | na | Chrome Plated | na | Each | 0 | Temperatures of 400° F & 500° F available in Plain finish only. Note: All Protectospray Nozzles are special ordered and are Non-Returnable. Please see “Terms & Conditions” | 0 | TFP800 | 0
2152 | 49-7XX-6-XXX | 830.56 | 7--2 | 0 | 1/4" Protectospray Nozzles Model EA-1 | 1/4" NPT | na | na | Wax Coated | na | Each | 0 | Temperatures of 400° F & 500° F available in Plain finish only. Note: All Protectospray Nozzles are special ordered and are Non-Returnable. Please see “Terms & Conditions” | 0 | TFP800 | 0
2153 | 49-8XX-1-XXX | 680.02 | 7--2 | 0 | 3/8" Protectospray Nozzles Model EA-1 | 3/8" NPT | na | na | Plain (135° - 325°) | na | Each | 0 | Temperatures of 400° F & 500° F available in Plain finish only. Note: All Protectospray Nozzles are special ordered and are Non-Returnable. Please see “Terms & Conditions” | 0 | TFP800 | 0
2154 | 49-8XX-1-400 | 1212.35 | 7--2 | 0 | 3/8" Protectospray Nozzles Model EA-1 | 3/8" NPT | na | na | Plain | na | Each | 0 | Temperatures of 400° F & 500° F available in Plain finish only. Note: All Protectospray Nozzles are special ordered and are Non-Returnable. Please see “Terms & Conditions” | 0 | TFP800 | 0
2155 | 49-8XX-1-500 | 1212.35 | 7--2 | 0 | 3/8" Protectospray Nozzles Model EA-1 | 3/8" NPT | na | na | Plain | na | Each | 0 | Temperatures of 400° F & 500° F available in Plain finish only. Note: All Protectospray Nozzles are special ordered and are Non-Returnable. Please see “Terms & Conditions” | 0 | TFP800 | 0
2156 | 49-8XX-7-XXX | 830.56 | 7--2 | 0 | 3/8" Protectospray Nozzles Model EA-1 | 3/8" NPT | na | na | Lead Coated | na | Each | 0 | Temperatures of 400° F & 500° F available in Plain finish only. Note: All Protectospray Nozzles are special ordered and are Non-Returnable. Please see “Terms & Conditions” | 0 | TFP800 | 0
2157 | 49-8XX-9-XXX | 921 | 7--2 | 0 | 3/8" Protectospray Nozzles Model EA-1 | 3/8" NPT | na | na | Chrome Plated | na | Each | 0 | Temperatures of 400° F & 500° F available in Plain finish only. Note: All Protectospray Nozzles are special ordered and are Non-Returnable. Please see “Terms & Conditions” | 0 | TFP800 | 0
2158 | 49-8XX-6-XXX | 805.37 | 7--2 | 0 | 3/8" Protectospray Nozzles Model EA-1 | 3/8" NPT | na | na | Wax Coated | na | Each | 0 | Temperatures of 400° F & 500° F available in Plain finish only. Note: All Protectospray Nozzles are special ordered and are Non-Returnable. Please see “Terms & Conditions” | 0 | TFP800 | 0
2159 | 56-452-1-001 | 62.68 | 7--2 | 0 | Sprinkler Wrench W-Type 11 Wrench | na | na | na | na | na | Each | 0 | Issue D Quartzoid, Type EA-1, D3, D3S, Type 1 & 2 | 0 | 0 | 0
2160 | 6012 | 630.79 | 7--2 | Net Price | Paint Match Set Up | na | na | na | Custom Paint* | na | Each | 0 | * Special order paint match subject to a set-up charge (Net Price) All "Special Order" cover plates are special ordered and are Non-Returnable.Please see Terms & Conditions. | 0 | 0 | 0
2161 | 49-800-1-822 | 285.06 | 7--3 | 0 | Mulsifyre Nozzle, Model F822 Without Blow-Off Cap | 3/4" NPT | na | na | na | na | Each | 0 | Note: All Mulsifyre Nozzles are special ordered and are Non-Returnable. Please see “Terms & Conditions” | 0 | TFP810 | 0
2162 | 49-800-1-824 | 285.06 | 7--3 | 0 | Mulsifyre Nozzle, Model F824 Without Blow-Off Cap | 3/4" NPT | na | na | na | na | Each | 0 | Note: All Mulsifyre Nozzles are special ordered and are Non-Returnable. Please see “Terms & Conditions” | 0 | TFP810 | 0
2163 | 49-800-1-826 | 285.06 | 7--3 | 0 | Mulsifyre Nozzle, Model F826 Without Blow-Off Cap | 3/4" NPT | na | na | na | na | Each | 0 | Note: All Mulsifyre Nozzles are special ordered and are Non-Returnable. Please see “Terms & Conditions” | 0 | TFP810 | 0
2164 | 49-800-1-828 | 285.06 | 7--3 | 0 | Mulsifyre Nozzle, Model F828 Without Blow-Off Cap | 3/4" NPT | na | na | na | na | Each | 0 | Note: All Mulsifyre Nozzles are special ordered and are Non-Returnable. Please see “Terms & Conditions” | 0 | TFP810 | 0
2165 | 49-800-1-832 | 427.59 | 7--3 | 0 | Mulsifyre Nozzle, Model F832 Without Blow-Off Cap | 3/4" NPT | na | na | na | na | Each | 0 | Note: All Mulsifyre Nozzles are special ordered and are Non-Returnable. Please see “Terms & Conditions” | 0 | TFP810 | 0
2166 | 49-800-1-834 | 285.06 | 7--3 | 0 | Mulsifyre Nozzle, Model F834 Without Blow-Off Cap | 3/4" NPT | na | na | na | na | Each | 0 | Note: All Mulsifyre Nozzles are special ordered and are Non-Returnable. Please see “Terms & Conditions” | 0 | TFP810 | 0
2167 | 49-801-1-822 | 382.94 | 7--3 | 0 | Mulsifyre Nozzles, With Dust Cap Model F822 | 3/4" NPT | na | na | na | na | Each | 0 | Note: All Mulsifyre Nozzles are special ordered and are Non-Returnable. Please see “Terms & Conditions” | 0 | TFP810 | 0
2168 | 49-801-1-824 | 382.94 | 7--3 | 0 | Mulsifyre Nozzles, With Dust Cap Model F824 | 3/4" NPT | na | na | na | na | Each | 0 | Note: All Mulsifyre Nozzles are special ordered and are Non-Returnable. Please see “Terms & Conditions” | 0 | TFP810 | 0
2169 | 49-801-1-826 | 382.94 | 7--3 | 0 | Mulsifyre Nozzles, With Dust Cap Model F826 | 3/4" NPT | na | na | na | na | Each | 0 | Note: All Mulsifyre Nozzles are special ordered and are Non-Returnable. Please see “Terms & Conditions” | 0 | TFP810 | 0
2170 | 49-801-1-828 | 382.94 | 7--3 | 0 | Mulsifyre Nozzles, With Dust Cap Model F828 | 3/4" NPT | na | na | na | na | Each | 0 | Note: All Mulsifyre Nozzles are special ordered and are Non-Returnable. Please see “Terms & Conditions” | 0 | TFP810 | 0
2171 | 49-801-1-832 | 382.94 | 7--3 | 0 | Mulsifyre Nozzles, With Dust Cap Model F832 | 3/4" NPT | na | na | na | na | Each | 0 | Note: All Mulsifyre Nozzles are special ordered and are Non-Returnable. Please see “Terms & Conditions” | 0 | TFP810 | 0
2172 | 49-801-1-834 | 382.94 | 7--3 | 0 | Mulsifyre Nozzles, With Dust Cap Model F834 | 3/4" NPT | na | na | na | na | Each | 0 | Note: All Mulsifyre Nozzles are special ordered and are Non-Returnable. Please see “Terms & Conditions” | 0 | TFP810 | 0
2173 | 49-014-1-001 | 407.55 | 7--3 | 0 | High Velocity Spray Nozzles Type HV14 | na | K-1.6 | na | Brass | na | Each | 0 | Note: All High Velocity Spray Nozzles are special ordered and are Non-Returnable. Please see “Terms & Conditions” | 0 | TFP815 | 0
2174 | 49-017-1-001 | 500.85 | 7--3 | 0 | High Velocity Spray Nozzles Type HV17 | na | K-1.8 | na | Brass | na | Each | 0 | Note: All High Velocity Spray Nozzles are special ordered and are Non-Returnable. Please see “Terms & Conditions” | 0 | TFP815 | 0
2175 | 49-026-1-001 | 500.85 | 7--3 | 0 | High Velocity Spray Nozzles Type HV26 | na | K=2.8 | na | Brass | na | Each | 0 | Note: All High Velocity Spray Nozzles are special ordered and are Non-Returnable. Please see “Terms & Conditions” | 0 | TFP815 | 0
2176 | 49-037-1-001 | 500.85 | 7--3 | 0 | High Velocity Spray Nozzles Type HV37 | na | K=4.6 | na | Brass | na | Each | 0 | Note: All High Velocity Spray Nozzles are special ordered and are Non-Returnable. Please see “Terms & Conditions” | 0 | TFP815 | 0
2177 | 49-045-1-001 | 500.85 | 7--3 | 0 | High Velocity Spray Nozzles Type HV45 | na | K=5.5 | na | Brass | na | Each | 0 | Note: All High Velocity Spray Nozzles are special ordered and are Non-Returnable. Please see “Terms & Conditions” | 0 | TFP815 | 0
2178 | 49-060-1-001 | 475.1 | 7--3 | 0 | High Velocity Spray Nozzles Type HV60 | na | K=6.4 | na | Brass | na | Each | 0 | Note: All High Velocity Spray Nozzles are special ordered and are Non-Returnable. Please see “Terms & Conditions” | 0 | TFP815 | 0
2179 | 49-014-0-001 | 1156.25 | 7--3 | 0 | High Velocity Spray Nozzles Type HV14 | na | K-1.6 | na | Stainless Steel | na | Each | 0 | Note: All High Velocity Spray Nozzles are special ordered and are Non-Returnable. Please see “Terms & Conditions” | 0 | TFP815 | 0
2180 | 49-017-0-001 | 1156.25 | 7--3 | 0 | High Velocity Spray Nozzles Type HV17 | na | K-1.8 | na | Stainless Steel | na | Each | 0 | Note: All High Velocity Spray Nozzles are special ordered and are Non-Returnable. Please see “Terms & Conditions” | 0 | TFP815 | 0
2181 | 49-026-0-001 | 1156.25 | 7--3 | 0 | High Velocity Spray Nozzles Type HV26 | na | K=2.8 | na | Stainless Steel | na | Each | 0 | Note: All High Velocity Spray Nozzles are special ordered and are Non-Returnable. Please see “Terms & Conditions” | 0 | TFP815 | 0
2182 | 49-037-0-001 | 1156.25 | 7--3 | 0 | High Velocity Spray Nozzles Type HV37 | na | K=4.6 | na | Stainless Steel | na | Each | 0 | Note: All High Velocity Spray Nozzles are special ordered and are Non-Returnable. Please see “Terms & Conditions” | 0 | TFP815 | 0
2183 | 49-045-0-001 | 1156.25 | 7--3 | 0 | High Velocity Spray Nozzles Type HV45 | na | K=5.5 | na | Stainless Steel | na | Each | 0 | Note: All High Velocity Spray Nozzles are special ordered and are Non-Returnable. Please see “Terms & Conditions” | 0 | TFP815 | 0
2184 | 49-060-0-001 | 1156.25 | 7--3 | 0 | High Velocity Spray Nozzles Type HV60 | na | K=6.4 | na | Stainless Steel | na | Each | 0 | Note: All High Velocity Spray Nozzles are special ordered and are Non-Returnable. Please see “Terms & Conditions” | 0 | TFP815 | 0
2185 | 50-081-1-000 | 289.64 | 7--4 | 0 | Open Nozzle for Cooling Towers, Type 1 | 3/4" NPT | K=2.90 | na | Brass | na | Each | 0 | na | 0 | TFP830 | 0
2186 | 50-081-0-001 | 382.94 | 7--4 | 0 | Open Nozzle for Cooling Towers, Type 1 | 3/4" NPT | K=2.90 | na | Stainless Steel | na | Each | 0 | na | 0 | TFP830 | 0
2187 | 50-082-1-001 | 289.64 | 7--4 | 0 | Open Nozzle for Cooling Towers, Type 2 | 3/4" NPT | K=2.90 | na | Brass | na | Each | 0 | na | 0 | TFP830 | 0
2188 | 50-082-0-001 | 382.94 | 7--4 | 0 | Open Nozzle for Cooling Towers, Type 2 | 3/4" NPT | K=2.90 | na | Stainless Steel | na | Each | 0 | na | 0 | TFP830 | 0
2189 | 56-452-1-001 | 62.68 | 7--4 | 0 | Sprinkler Wrench W-Type 11 Wrench | na | na | na | na | na | Each | 0 | Issue D Quartzoid, Type EA-1, D3, D3S, Type 1 & 2 | 0 | 0 | 0
2190 | 49-200-1-XXX | 349.17 | 7--4 | 0 | Issue A, Exposure Nozzle | 1/2" NPT | na | na | Natural Bronze | na | Each | 0 | na | 0 | TFP835 | 0
2191 | 49-201-1-XXX | 460.21 | 7--4 | 0 | Issue B, Exposure Nozzle | 1/2" NPT | na | na | Natural Bronze | na | Each | 0 | na | 0 | TFP835 | 0
2192 | 49-210-1-001 | 804.8 | 7--5 | 0 | Model B-1,1/2" Upright Foam Water Sprinkler | 1/2" NPT | na | na | Natural Bronze | na | Each | 0 | Note: All Nozzles are special ordered and are Non-Returnable. Please see “Terms & Conditions” | 0 | TFP840 | 0
2193 | 49-211-1-001 | 842.01 | 7--5 | 0 | Model B-1,1/2" Pendent Foam Water Sprinkler | 1/2" NPT | na | na | Natural Bronze | na | Each | 0 | Note: All Nozzles are special ordered and are Non-Returnable. Please see “Terms & Conditions” | 0 | TFP840 | 0
2194 | 49-554-1-328 | 886.65 | 7--5 | 0 | U.S. Navy Nozzle Type G | 1/2" NPT | na | na | Bronze | na | Each | 0 | na | 0 | TFP820 | 0
2195 | 49-556-1-012 | 1605.01 | 7--5 | 0 | U.S. Navy Nozzle Type SB | 1/2" NPT | na | na | Stainless Steel | na | Each | 0 | Note: All Nozzles are special ordered and are Non-Returnable. Please see “Terms & Conditions” | 0 | TFP825 | 0
2196 | 91-556-1-001 | 954.77 | 7--5 | 0 | Type SB Replacement Kits: Stainless Steel Kit | na | na | na | Stainless Steel | na | Each | 0 | Note: All Nozzles are special ordered and are Non-Returnable. Please see “Terms & Conditions” | 0 | 0 | 0
2197 | 91-556-1-004 | 346.31 | 7--5 | 0 | SB Replacement Kits: Threaded Insert Instal Tool | na | na | na | na | na | Each | 0 | Note: All Nozzles are special ordered and are Non-Returnable. Please see “Terms & Conditions” | 0 | 0 | 0
2198 | 49-4XX-1-XXX | 943.89 | 7--6 | 0 | Protectospray Nozzle, Type D4-a | 1/2" NPT | na | na | Natural Bronze | na | Each | 0 | Note: All Nozzles are special ordered and are Non-Returnable. Please see “Terms & Conditions” | 0 | TFP806 | 0
2199 | 49-4XX-4-XXX | 1346.29 | 7--6 | 0 | Protectospray Nozzle, Type D4-a | 1/2" NPT | na | na | Teflon Coated Bronze | na | Each | 0 | Note: All Nozzles are special ordered and are Non-Returnable. Please see “Terms & Conditions” | 0 | TFP806 | 0
2200 | 6012 | 630.79 | 7--6 | Net Price | Paint Match Set Up | na | na | na | Custom Paint* | na | Each | 0 | * Special order paint match subject to a set-up charge (Net Price) All "Special Order" cover plates are special ordered and are Non-Returnable.Please see Terms & Conditions. | 0 | 0 | 0
2201 | 51-041-1-135 | 60.68 | 7--6 | 0 | Pilot Sprinkler FTR-1 Fixed Temperature Release | 1/2" NPT | na | 135°F/57°C | Brass | na | Each | 0 | For Deluge and Preaction Systems Wet or Dry Pilot Release Service | TY3030 | TFP1388 | 0
2202 | 51-041-4-135 | 67.55 | 7--6 | 0 | Pilot Sprinkler FTR-1 Fixed Temperature Release | 1/2" NPT | na | 135°F/57°C | Signal White (RAL 9003) | na | Each | 0 | For Deluge and Preaction Systems Wet or Dry Pilot Release Service | TY3030 | TFP1388 | 0
2203 | 51-041-3-135 | 177.74 | 7--6 | 0 | Pilot Sprinkler FTR-1 Fixed Temperature Release | 1/2" NPT | na | 135°F/57°C | Gray Teflon | na | Each | 0 | For Deluge and Preaction Systems Wet or Dry Pilot Release Service | TY3030 | TFP1388 | 0
2204 | 51-041-1-155 | 60.68 | 7--6 | 0 | Pilot Sprinkler FTR-1 Fixed Temperature Release | 1/2" NPT | na | 155°F/68°C | Brass | na | Each | 0 | For Deluge and Preaction Systems Wet or Dry Pilot Release Service | TY3030 | TFP1388 | 0
2205 | 51-041-4-155 | 67.55 | 7--6 | 0 | Pilot Sprinkler FTR-1 Fixed Temperature Release | 1/2" NPT | na | 155°F/68°C | Signal White (RAL 9003) | na | Each | 0 | For Deluge and Preaction Systems Wet or Dry Pilot Release Service | TY3030 | TFP1388 | 0
2206 | 51-041-3-155 | 118.49 | 7--6 | 0 | Pilot Sprinkler FTR-1 Fixed Temperature Release | 1/2" NPT | na | 155°F/68°C | Gray Teflon | na | Each | 0 | For Deluge and Preaction Systems Wet or Dry Pilot Release Service | TY3030 | TFP1388 | 0
2207 | 51-041-1-175 | 60.68 | 7--6 | 0 | Pilot Sprinkler FTR-1 Fixed Temperature Release | 1/2" NPT | na | 175°F/79°C | Brass | na | Each | 0 | For Deluge and Preaction Systems Wet or Dry Pilot Release Service | TY3030 | TFP1388 | 0
2208 | 51-041-4-175 | 67.55 | 7--6 | 0 | Pilot Sprinkler FTR-1 Fixed Temperature Release | 1/2" NPT | na | 175°F/79°C | Signal White (RAL 9003) | na | Each | 0 | For Deluge and Preaction Systems Wet or Dry Pilot Release Service | TY3030 | TFP1388 | 0
2209 | 51-041-3-175 | 118.49 | 7--6 | 0 | Pilot Sprinkler FTR-1 Fixed Temperature Release | 1/2" NPT | na | 175°F/79°C | Gray Teflon | na | Each | 0 | For Deluge and Preaction Systems Wet or Dry Pilot Release Service | TY3030 | TFP1388 | 0
2210 | 51-041-1-200 | 60.68 | 7--6 | 0 | Pilot Sprinkler FTR-1 Fixed Temperature Release | 1/2" NPT | na | 200°F/93°C | Brass | na | Each | 0 | For Deluge and Preaction Systems Wet or Dry Pilot Release Service | TY3030 | TFP1388 | 0
2211 | 51-041-4-200 | 67.55 | 7--6 | 0 | Pilot Sprinkler FTR-1 Fixed Temperature Release | 1/2" NPT | na | 200°F/93°C | Signal White (RAL 9003) | na | Each | 0 | For Deluge and Preaction Systems Wet or Dry Pilot Release Service | TY3030 | TFP1388 | 0
2212 | 51-041-3-200 | 118.49 | 7--6 | 0 | Pilot Sprinkler FTR-1 Fixed Temperature Release | 1/2" NPT | na | 200°F/93°C | Gray Teflon | na | Each | 0 | For Deluge and Preaction Systems Wet or Dry Pilot Release Service | TY3030 | TFP1388 | 0
2213 | 56-000-6-387 | 102.46 | 7--6 | 0 | Sprinkler Wrench W-Type 6 Wrench | na | na | na | na | na | Each | 0 | na | 0 | 0 | 0
2214 | 49-025-1-001 | POA | 7--7 | 0 | Model TN-25 Horizontal Spray Nozzle, Open | 1" NPT | na | Open | Natural Brass | na | Each | 0 | na | 0 | TFP850 | 0
2215 | 56-872-1-025 | 129.94 | 7--7 | 0 | Sprinkler Wrench W-Type 1 Wrench | na | na | na | na | na | Each | 0 | na | 0 | 0 | 0
2216 | 56-802-1-001 | 72.41 | 7--7 | 0 | Blow-Off Caps & Dust Caps Mulsifyre Proj & Nozzles | na | na | na | na | na | Each | 0 | F822B through F834B Nozzle Acces. - | 0 | TFP810 | 0
2217 | 56-880-1-001 | 67.41 | 7--7 | 0 | Blow-Off Caps & Dust Caps Mulsifyre Proj & Nozzles | na | na | na | na | na | Each | 0 | #s F822 through F834 Nozzle Acces. - | 0 | TFP810 | 0
2218 | 56-885-0-001 | 137.95 | 7--7 | 0 | Replacement Parts Model F885 Dust Cap | na | na | na | na | na | Each | 0 | w/Wire Nozzle Acces. - | 0 | TFP810 | 0
2219 | 28247 | 173.44 | 7--7 | 0 | Model F885 Dust Cap Assembly, | na | Fluorosilicone | na | na | na | Each | 0 | na | 0 | TFP810 | 0
2220 | 56-320-1-001 | 57.53 | 7--7 | 0 | Blow-Off Plugs Protectospray Nozzles D-3 Wire A 16 | na | na | na | na | na | Each | 0 | na | 0 | TFP890 | 0
2221 | 56-320-1-004 | 57.53 | 7--7 | 0 | Blow-Off Plugs Protectospray Nozzles D-3 Wire D 34 | na | na | na | na | na | Each | 0 | na | 0 | TFP890 | 0
2222 | 56-320-1-005 | 57.53 | 7--7 | 0 | Blow-Off Plugs Protectospray Nozzles D-3 Wire E 32 | na | na | na | na | na | Each | 0 | Wire D-3 “E” (32) (1/2" TY-B Sprinklers) | 0 | TFP890 | 0
2223 | 56-320-1-006 | 57.53 | 7--7 | 0 | Blow-Off Plugs Protectospray Nozzles D-3 Wire H 28 | na | na | na | na | na | Each | 0 | na | 0 | TFP890 | 0
2224 | 56-320-1-007 | 57.53 | 7--7 | 0 | Blow-Off Plugs Protectospray Nozzles D-3 Wire I 24 | na | na | na | na | na | Each | 0 | na | 0 | TFP890 | 0
2225 | 56-320-1-008 | 57.53 | 7--7 | 0 | Blow-Off Plugs Protectospray Nozzles D-3 Wire J 21 | na | na | na | na | na | Each | 0 | na | 0 | TFP890 | 0
2226 | 56-320-1-009 | 57.53 | 7--7 | 0 | Blow-Off Plugs Protectospray Nozzles D-3 Wire K18 | na | na | na | na | na | Each | 0 | na | 0 | TFP890 | 0
2227 | 56-320-1-010 | 57.53 | 7--7 | 0 | Blow-Off Plugs Protectospray Nozzles D-3 Wire N | 17/32" | na | na | na | na | Each | 0 | na | 0 | TFP890 | 0
2228 | 1150 | 10.53 | 7--8 | 0 | Model 65 Flat Escutcheons 1/2" Flat Escutcheon | 1/2" | na | na | Brass | na | Each | 0 | na | 0 | TFP777 | 0
2229 | 1184 | 10.53 | 7--8 | 0 | Model 65 Flat Escutcheons 3/4" Flat Escutcheon | 3/4" | na | na | Brass | na | Each | 0 | na | 0 | TFP777 | 0
2230 | 1153 | 3.89 | 7--8 | 0 | Model 65 Flat Escutcheons 1/2" Flat Escutcheon | 1/2" | na | na | Chrome | na | Each | 0 | na | 0 | TFP777 | 0
2231 | 1152 | 3.89 | 7--8 | 0 | Model 65 Flat Escutcheons 3/4" Flat Escutcheon | 3/4" | na | na | Chrome | na | Each | 0 | na | 0 | TFP777 | 0
2232 | 1174 | 8.86 | 7--8 | 0 | Model 65 Flat Escutcheons 1/2" Flat Escutcheon | 1/2" | na | na | Signal White (RAL 9003) | na | Each | 0 | na | 0 | TFP777 | 0
2233 | 1175 | 8.86 | 7--8 | 0 | Model 65 Flat Escutcheons 3/4" Flat Escutcheon | 3/4" | na | na | Signal White (RAL 9003) | na | Each | 0 | na | 0 | TFP777 | 0
2234 | 1192 | 5.08 | 7--8 | 0 | #401 2-Piece Adjustable Extended Escutcheons | 1/2" Cup | na | na | Chrome | na | Each | 0 | na | 0 | TFP777 | 0
2235 | 1193 | 5.08 | 7--8 | 0 | #401 2-Piece Adjustable Extended Escutcheons | 3/4" Cup | na | na | Chrome | na | Each | 0 | na | 0 | TFP777 | 0
2236 | 1198 | 5.08 | 7--8 | 0 | #401 2-Piece Adjustable Extended Escutcheons Skirt | na | na | na | Chrome | na | Each | 0 | na | 0 | TFP777 | 0
2237 | 1194 | 6.05 | 7--8 | 0 | #401 2-Piece Adjustable Extended Escutcheons | 1/2" Cup | na | na | Brass | na | Each | 0 | na | 0 | TFP777 | 0
2238 | 1195 | 6.05 | 7--8 | 0 | #401 2-Piece Adjustable Extended Escutcheons | 3/4" Cup | na | na | Brass | na | Each | 0 | na | 0 | TFP777 | 0
2239 | 1199 | 6.05 | 7--8 | 0 | #401 2-Piece Adjustable Extended Escutcheons Skirt | na | na | na | Brass | na | Each | 0 | na | 0 | TFP777 | 0
2240 | 1196 | 6.05 | 7--8 | 0 | #401 2-Piece Adjustable Extended Escutcheons | 1/2" Cup | na | na | Signal White (RAL 9003) | na | Each | 0 | na | 0 | TFP777 | 0
2241 | 1197 | 6.05 | 7--8 | 0 | #401 2-Piece Adjustable Extended Escutcheons | 3/4" Cup | na | na | Signal White (RAL 9003) | na | Each | 0 | na | 0 | TFP777 | 0
2242 | 1200 | 6.05 | 7--8 | 0 | #401 2-Piece Adjustable Extended Escutcheons Skirt | na | na | na | Signal White (RAL 9003) | na | Each | 0 | na | 0 | TFP777 | 0
2243 | 56-701-2-010 | 18.63 | 7--9 | 0 | Recessed Escutcheon (Style 10) | 1/2" NPT | na | na | Brass | na | Each | 0 | na | 0 | TFP770 | 0
2244 | 56-701-9-010 | 12.69 | 7--9 | 0 | Recessed Escutcheon (Style 10) | 1/2" NPT | na | na | Chrome Plated | na | Each | 0 | na | 0 | TFP770 | 0
2245 | 56-701-4-010 | 12.69 | 7--9 | 0 | Recessed Escutcheon (Style 10) | 1/2" NPT | na | na | Signal White (RAL 9003) | na | Each | 0 | na | 0 | TFP770 | 0
2246 | 56-701-6-010 | 17.01 | 7--9 | 0 | Recessed Escutcheon (Style 10) | 1/2" NPT | na | na | Jet Black (RAL 9005) | na | Each | 0 | na | 0 | TFP770 | 0
2247 | 56-701-0-010 | 35.64 | 7--9 | 0 | Recessed Escutcheon (Style 10) | 1/2" NPT | na | na | Stainless Steel with Signal White Paint (RAL 9003) | na | Each | 0 | White Paint | 0 | TFP770 | 0
2248 | 56-701-1-010 | 35.64 | 7--9 | 0 | Recessed Escutcheon (Style 10) | 1/2" NPT | na | na | Stainless Steel, Unpolished | na | Each | 0 | na | 0 | 0 | 0
2249 | 56-715-2-010 | 18.63 | 7--9 | 0 | Recessed Escutcheon (Style 15) | 1/2" NPT | na | na | Brass | na | Each | 0 | na | 0 | TFP770 | 0
2250 | 56-715-9-010 | 12.69 | 7--9 | 0 | Recessed Escutcheon (Style 15) | 1/2" NPT | na | na | Chrome Plated | na | Each | 0 | na | 0 | TFP770 | 0
2251 | 56-715-4-010 | 12.69 | 7--9 | 0 | Recessed Escutcheon (Style 15) | 1/2" NPT | na | na | Signal White (RAL 9003) | na | Each | 0 | na | 0 | TFP770 | 0
2252 | 56-715-6-010 | 17.01 | 7--9 | 0 | Recessed Escutcheon (Style 15) | 1/2" NPT | na | na | Jet Black (RAL 9005) | na | Each | 0 | na | 0 | TFP770 | 0
2253 | 56-715-0-010 | 35.1 | 7--9 | 0 | Recessed Escutcheon (Style 15) | 1/2" NPT | na | na | Stainless Steel with White Paint | na | Each | 0 | na | 0 | TFP770 | 0
2254 | 56-705-2-010 | 18.63 | 7--9 | 0 | Recessed Escutcheon (Style 20) | 1/2" NPT | na | na | Brass | na | Each | 0 | na | 0 | TFP770 | 0
2255 | 56-705-9-010 | 12.69 | 7--9 | 0 | Recessed Escutcheon (Style 20) | 1/2" NPT | na | na | Chrome Plated | na | Each | 0 | na | 0 | TFP770 | 0
2256 | 56-705-4-010 | 12.69 | 7--9 | 0 | Recessed Escutcheon (Style 20) | 1/2" NPT | na | na | Signal White (RAL 9003) | na | Each | 0 | na | 0 | TFP770 | 0
2257 | 56-705-6-010 | 17.01 | 7--9 | 0 | Recessed Escutcheon (Style 20) | 1/2" NPT | na | na | Jet Black (RAL 9005) | na | Each | 0 | na | 0 | TFP770 | 0
2258 | 56-705-0-010 | 32.94 | 7--9 | 0 | Recessed Escutcheon (Style 20) | 1/2" NPT | na | na | Stainless Steel with Signal White Paint (RAL 9003) | na | Each | 0 | White Paint | 0 | TFP770 | 0
2259 | 56-705-1-010 | 29.97 | 7--9 | 0 | Recessed Escutcheon (Style 20) | 1/2" NPT | na | na | Stainless Steel, Unpolished | na | Each | 0 | na | 0 | 0 | 0
2260 | 56-705-2-011 | 18.63 | 7--9 | 0 | Recessed Escutcheon (Style 30) | 3/4" NPT | na | na | Brass | na | Each | 0 | na | 0 | TFP770 | 0
2261 | 56-705-9-011 | 13.23 | 7--9 | 0 | Recessed Escutcheon (Style 30) | 3/4" NPT | na | na | Chrome Plated | na | Each | 0 | na | 0 | TFP770 | 0
2262 | 56-705-4-011 | 13.23 | 7--9 | 0 | Recessed Escutcheon (Style 30) | 3/4" NPT | na | na | Signal White (RAL 9003) | na | Each | 0 | na | 0 | TFP770 | 0
2263 | 56-705-6-011 | 17.28 | 7--9 | 0 | Recessed Escutcheon (Style 30) | 3/4" NPT | na | na | Jet Black (RAL 9005) | na | Each | 0 | na | 0 | TFP770 | 0
2264 | 56-705-0-011 | 32.94 | 7--9 | 0 | Recessed Escutcheon (Style 30) | 3/4" NPT | na | na | Stainless Steel with Signal White Paint (RAL 9003) | na | Each | 0 | White Paint | 0 | TFP770 | 0
2265 | 56-705-1-011 | 29.97 | 7--9 | 0 | Recessed Escutcheon (Style 30) | 3/4" NPT | na | na | Stainless Steel, Unpolished | na | Each | 0 | na | 0 | 0 | 0
2266 | 56-700-2-010 | 18.63 | 7--9 | 0 | Recessed Escutcheon (Style 40) | 3/4" NPT | na | na | Brass | na | Each | 0 | na | 0 | TFP770 | 0
2267 | 56-700-9-010 | 13.23 | 7--9 | 0 | Recessed Escutcheon (Style 40) | 3/4" NPT | na | na | Chrome Plated | na | Each | 0 | na | 0 | TFP770 | 0
2268 | 56-700-4-010 | 13.23 | 7--9 | 0 | Recessed Escutcheon (Style 40) | 3/4" NPT | na | na | Signal White (RAL 9003) | na | Each | 0 | na | 0 | TFP770 | 0
2269 | 56-700-6-010 | 17.28 | 7--9 | 0 | Recessed Escutcheon (Style 40) | 3/4" NPT | na | na | Jet Black (RAL 9005) | na | Each | 0 | na | 0 | TFP770 | 0
2270 | 56-700-0-010 | 35.64 | 7--9 | 0 | Recessed Escutcheon (Style 40) | 3/4" NPT | na | na | Stainless Steel with Signal White Paint (RAL 9003) | na | Each | 0 | White Paint | 0 | TFP770 | 0
2271 | 56-700-1-010 | 27.27 | 7--9 | 0 | Recessed Escutcheon (Style 40) | 3/4" NPT | na | na | Stainless Steel, Unpolished | na | Each | 0 | na | 0 | 0 | 0
2272 | 56-711-2-010 | 18.63 | 7--9 | 0 | Recessed Escutcheon (Style 50) | 1/2" NPT | na | na | Brass | na | Each | 0 | na | 0 | TFP770 | 0
2273 | 56-711-9-010 | 12.69 | 7--9 | 0 | Recessed Escutcheon (Style 50) | 1/2" NPT | na | na | Chrome Plated | na | Each | 0 | na | 0 | TFP770 | 0
2274 | 56-711-4-010 | 12.69 | 7--9 | 0 | Recessed Escutcheon (Style 50) | 1/2" NPT | na | na | Signal White (RAL 9003) | na | Each | 0 | na | 0 | TFP770 | 0
2275 | 56-711-6-010 | 17.01 | 7--9 | 0 | Recessed Escutcheon (Style 50) | 1/2" NPT | na | na | Jet Black (RAL 9005) | na | Each | 0 | na | 0 | TFP770 | 0
2276 | 56-711-0-010 | 32.94 | 7--9 | 0 | Recessed Escutcheon (Style 50) | 1/2" NPT | na | na | Stainless Steel with Signal White Paint (RAL 9003) | na | Each | 0 | White Paint | 0 | TFP770 | 0
2277 | 56-711-1-010 | 29.97 | 7--9 | 0 | Recessed Escutcheon (Style 50) | 1/2" NPT | na | na | Stainless Steel, Unpolished | na | Each | 0 | na | 0 | 0 | 0
2278 | 208107 | 18.63 | 7--9 | 0 | Recessed Escutcheon (Style 60) | 3/4" NPT | na | na | Brass | na | Each | 0 | na | 0 | TFP778 | 0
2279 | 208102 | 13.23 | 7--9 | 0 | Recessed Escutcheon (Style 60) | 3/4" NPT | na | na | Chrome | na | Each | 0 | na | 0 | TFP778 | 0
2280 | 208104 | 13.23 | 7--9 | 0 | Recessed Escutcheon (Style 60) | 3/4" NPT | na | na | Stainless Steel with Signal White Paint (RAL 9003) | na | Each | 0 | na | 0 | TFP778 | 0
2281 | 100-25-700 | 5.08 | 7--9 | 0 | Plastic Cap Protective FR II Disposable Cover | na | na | na | na | na | Each | 0 | na | 0 | TFP770 | 0
2282 | 1177 | 50.95 | 7--10 | 0 | Sprinkler Head Cabinets 3 Head Cabinet | na | na | na | na | na | Each | 0 | na | 0 | TFP785 | 0
2283 | 1119 | 85.01 | 7--10 | 0 | Sprinkler Head Cabinets 6 Head Cabinet | na | na | na | na | na | Each | 0 | na | 0 | TFP785 | 0
2284 | 1124 | 85.01 | 7--10 | 0 | Sprinkler Head Cabinets 12 Head Cabinet | na | na | na | na | na | Each | 0 | na | 0 | TFP785 | 0
2285 | 1111 | 128.22 | 7--10 | 0 | Sprinkler Head Cabinets ESFR 6 Head Cabinet | na | na | na | na | na | Each | 0 | na | 0 | TFP785 | 0
2286 | 56-938-1-001 | 18.32 | 7--10 | 0 | G1 Guard | na | na | na | Red | na | Each | 0 | G1/S1 and G4/S3 Guards and Shields (For Series TY-B, TY-FRB, TY-L and TY-FRL Sprinklers) | 0 | TFP780 | 0
2287 | 56-938-9-001 | 18.32 | 7--10 | 0 | G1 Guard | na | na | na | Zinc | na | Each | 0 | G1/S1 and G4/S3 Guards and Shields (For Series TY-B, TY-FRB, TY-L and TY-FRL Sprinklers) | 0 | TFP780 | 0
2288 | 56-937-1-001 | 22.9 | 7--10 | 0 | G4 Guard | na | na | na | Red | na | Each | 0 | G1/S1 and G4/S3 Guards and Shields (For Series TY-B, TY-FRB, TY-L and TY-FRL Sprinklers) | 0 | TFP780 | 0
2289 | 56-937-9-001 | 22.9 | 7--10 | 0 | G4 Guard | na | na | na | Zinc | na | Each | 0 | G1/S1 and G4/S3 Guards and Shields (For Series TY-B, TY-FRB, TY-L and TY-FRL Sprinklers) | 0 | TFP780 | 0
2290 | 56-938-1-066 | 23.19 | 7--10 | 0 | G1/S1 Guard and Shield | na | na | na | Red | na | Each | 0 | G1/S1 and G4/S3 Guards and Shields (For Series TY-B, TY-FRB, TY-L and TY-FRL Sprinklers) | 0 | TFP780 | 0
2291 | 56-938-9-066 | 23.19 | 7--10 | 0 | G1/S1 Guard and Shield | na | na | na | Zinc | na | Each | 0 | G1/S1 and G4/S3 Guards and Shields (For Series TY-B, TY-FRB, TY-L and TY-FRL Sprinklers) | 0 | TFP780 | 0
2292 | 56-937-1-066 | 25.76 | 7--10 | 0 | G4/S3 Guard and Shield | na | na | na | Red | na | Each | 0 | G1/S1 and G4/S3 Guards and Shields (For Series TY-B, TY-FRB, TY-L and TY-FRL Sprinklers) | 0 | TFP780 | 0
2293 | 56-937-9-066 | 25.76 | 7--10 | 0 | G4/S3 Guard and Shield | na | na | na | Zinc | na | Each | 0 | G1/S1 and G4/S3 Guards and Shields (For Series TY-B, TY-FRB, TY-L and TY-FRL Sprinklers) | 0 | TFP780 | 0
2294 | 56-000-8-597 | 4.36 | 7--10 | 0 | Guard Installation Tool | na | na | na | na | na | Each | 0 | G1/S1 and G4/S3 Guards and Shields (For Series TY-B, TY-FRB, TY-L and TY-FRL Sprinklers) | 0 | TFP780 | 0
2295 | 56-949-1-025 | 40.24 | 7--10 | 0 | EG-25 Sprinkler Guard Red - NPT/ISO Threads | na | na | na | Red | na | Each | 0 | na | 0 | TFP784 | 0
2296 | 56-949-9-025 | 36.92 | 7--10 | 0 | EG-25 Sprinkler Guard Zinc Chromate - NPT/ISO Threads | na | na | na | Zinc Chromate | na | Each | 0 | na | 0 | TFP784 | 0
2297 | 56-959-1-025 | 35.78 | 7--10 | 0 | EG-25 Sprinkler Guard Red – RIS Threads | na | na | na | Red | na | Each | 0 | na | 0 | TFP784 | 0
2298 | 56-959-9-025 | 32.78 | 7--10 | 0 | EG-25 Sprinkler Guard Zinc Chromate – RIS Threads | na | na | na | Zinc Chromate | na | Each | 0 | na | 0 | TFP784 | 0
2299 | 56-000-8-597 | 4.36 | 7--10 | 0 | Guard Installation Tool | na | na | na | na | na | Each | 0 | G1/S1 and G4/S3 Guards and Shields (For Series TY-B, TY-FRB, TY-L and TY-FRL Sprinklers) | 0 | TFP780 | 0
2300 | 56-938-9-000 | 42.36 | 7--11 | 0 | G5 DS-1 Dry Sprinkler Guard | na | na | na | na | na | Each | 0 | na | 0 | TFP783 | 0
2301 | 56-000-1-087 | 14.03 | 7--11 | 0 | G2 Guard Guard for ELO-231 Series | na | na | na | Red | na | Each | 0 | G1/S1 and G4/S3 Guards and Shields (For Series TY-B, TY-FRB, TY-L and TY-FRL Sprinklers) | 0 | TFP780 | 0
2302 | 56-000-1-086 | 14.03 | 7--11 | 0 | G2 Guard Guard for ELO-231 Series | na | na | na | Zinc | na | Each | 0 | G1/S1 and G4/S3 Guards and Shields (For Series TY-B, TY-FRB, TY-L and TY-FRL Sprinklers) | 0 | TFP780 | 0
2303 | 56-000-1-081 | 15.75 | 7--11 | 0 | WS-2 Shield for ELO-231 Series | 1/2" | na | na | Red | na | Each | 0 | G1/S1 and G4/S3 Guards and Shields (For Series TY-B, TY-FRB, TY-L and TY-FRL Sprinklers) | 0 | TFP780 | 0
2304 | 56-000-1-080 | 15.75 | 7--11 | 0 | WS-2 Shield for ELO-231 Series | 1/2" | na | na | Zinc | na | Each | 0 | G1/S1 and G4/S3 Guards and Shields (For Series TY-B, TY-FRB, TY-L and TY-FRL Sprinklers) | 0 | TFP780 | 0
2305 | 56-000-1-083 | 15.75 | 7--11 | 0 | WS-2 Shield for ELO-231 Series | 3/4" | na | na | Red | na | Each | 0 | G1/S1 and G4/S3 Guards and Shields (For Series TY-B, TY-FRB, TY-L and TY-FRL Sprinklers) | 0 | TFP780 | 0
2306 | 56-000-1-082 | 15.75 | 7--11 | 0 | WS-2 Shield for ELO-231 Series | 3/4" | na | na | Zinc | na | Each | 0 | G1/S1 and G4/S3 Guards and Shields (For Series TY-B, TY-FRB, TY-L and TY-FRL Sprinklers) | 0 | TFP780 | 0
2307 | 56-000-1-098 | 23.19 | 7--11 | 0 | WSG-2 Guard & Shield for ELO-231 Series | na | na | na | Red | na | Each | 0 | G1/S1 and G4/S3 Guards and Shields (For Series TY-B, TY-FRB, TY-L and TY-FRL Sprinklers) | 0 | TFP780 | 0
2308 | 56-000-1-097 | 23.19 | 7--11 | 0 | WSG-2 Guard & Shield for ELO-231 Series | na | na | na | Zinc | na | Each | 0 | G1/S1 and G4/S3 Guards and Shields (For Series TY-B, TY-FRB, TY-L and TY-FRL Sprinklers) | 0 | TFP780 | 0
2309 | 10033601 | 7.73 | 7--11 | 0 | Wide Adapter Plates | 4-3/4" | na | na | Signal White (RAL 9003) | na | Each | 0 | Trim plates for use with any sprinkler. | 0 | 0 | 0
2310 | 10033602 | 7.73 | 7--11 | 0 | Wide Adapter Plates | 4-3/4" | na | na | Chrome | na | Each | 0 | Trim plates for use with any sprinkler. | 0 | 0 | 0
2311 | 10033603 | 7.73 | 7--11 | 0 | Wide Adapter Plates | 4-3/4" | na | na | Brass | na | Each | 0 | Trim plates for use with any sprinkler. | 0 | 0 | 0
2312 | 58-000-1-002 | 17.75 | 7--11 | 0 | ES-1 Shield for Pendent Sprinklers | 3/4" | na | na | Zinc Coated | na | Each | 0 | 0 | 0 | 0 | 0
2313 | 58-000-1-003 | 17.75 | 7--11 | 0 | ES-1 Shield for Pendent Sprinklers | 3/4" | na | na | Red Paint | na | Each | 0 | 0 | 0 | 0 | 0
2314 | 58-000-1-005 | 17.75 | 7--11 | 0 | ES-2 Shield for Pendent Sprinklers | 1" | na | na | Zinc Coated | na | Each | 0 | 0 | 0 | 0 | 0
2315 | 58-000-1-006 | 17.75 | 7--11 | 0 | ES-2 Shield for Pendent Sprinklers | 1" | na | na | Red Paint | na | Each | 0 | 0 | 0 | 0 | 0
2316 | 10908100 | 26.46 | 7--12 | 0 | Air, Dust Seal ELOC Concealed Clean Room Seal | na | na | na | na | na | Each | 0 | All Special Finishes and Coatings are special ordered and are Non-Returnable. Please see “Terms & Conditions” | 0 | 0 | 0
2317 | 56-908-1-001 | 24.03 | 7--12 | 0 | Clean Room Seals ELOC Clean Room Seal | na | na | na | na | na | Each | 0 | All Special Finishes and Coatings are special ordered and are Non-Returnable. Please see “Terms & Conditions” | 0 | 0 | 0
2318 | 92-000-0-412 | 0.87 | 7--12 | Net Price | Plastic Cap Protective Cover. (Net Price Each) | na | na | na | na | na | Each | 0 | (Net Price Each) All Special Finishes and Coatings are special ordered and are Non-Returnable. Please see “Terms & Conditions” | 0 | 0 | 0
2319 | 91-201-1-015 | 0.87 | 7--12 | Net Price | Protective Cap for Concealed Sprinklers | na | na | na | na | na | Each | 0 | na | 0 | 0 | 0
2320 | 56-000-1-300 | 57.24 | 7--12 | 0 | Cover Plate Tool to Install or Remove Cover Plates. Used for Concealed Sprinklers | na | na | na | na | na | Each | 0 | na | 0 | 0 | 0
2321 | 56-872-1-025 | 129.94 | 7--13 | 0 | Sprinkler Wrench W-Type 1 Wrench | na | na | na | na | na | Each | 0 | na | 0 | 0 | 0
2322 | 56-872-1-001 | 102.46 | 7--13 | 0 | Sprinkler Wrench W-Type 2 ESFR Pendent | na | na | na | na | na | Each | 0 | na | 0 | 0 | 0
2323 | 56-895-1-001 | 139.67 | 7--13 | 0 | Sprinkler Wrench W-Type 3 Wrench | na | na | na | na | na | Each | 0 | BB1 17/32, EC-11, EC-14, EC-8, ELO SW-20, ELO SW-24, ELO-231, ELO-231, B, ELO-231 FRB, EPEC, | 0 | 0 | 0
2324 | 56-000-6-387 | 102.46 | 7--13 | 0 | Sprinkler Wrench W-Type 6 Wrench | na | na | na | na | na | Each | 0 | na | 0 | 0 | 0
2325 | 56-850-4-001 | 170.58 | 7--13 | 0 | Sprinkler Wrench W-Type 7 Wrench (Recessed Only) | na | na | na | na | na | Each | 0 | CHEC, DS-1, EC-5, LFII, TY-B, TY-FRB, TY-FRFS, TY-FS, TY-FS Special | 0 | 0 | 0
2326 | 56-892-1-001 | 170.58 | 7--13 | 0 | Sprinkler Wrench W-Type 8 Wrench | na | na | na | na | na | Each | 0 | na | 0 | 0 | 0
2327 | 56-000-1-849 | 91.3 | 7--13 | 0 | Sprinkler Wrench, W-Type 9 Wrench - TY-FRL, TY-L | na | na | na | na | na | Each | 0 | na | 0 | 0 | 0
2328 | 56-000-1-948 | 139.67 | 7--13 | 0 | Sprinkler Wrench W-Type 10 Wrench (Recessed Only) | na | na | na | na | na | Each | 0 | TY-FRFS, TY-FS, TY-FS Special, TY-L | 0 | 0 | 0
2329 | 56-452-1-001 | 62.68 | 7--13 | 0 | Sprinkler Wrench W-Type 11 Wrench | na | na | na | na | na | Each | 0 | Issue D Quartzoid, Type EA-1, D3, D3S, Type 1 & 2 | 0 | 0 | 0
2330 | 56-798-1-001 | 129.94 | 7--13 | 0 | Sprinkler Wrench W-Type 12 (Recessed Only) | na | na | na | na | na | Each | 0 | LD | 0 | 0 | 0
2331 | 56-010-4-118 | 145.97 | 7--13 | 0 | Sprinkler Wrench, W-Type 17 Wrench - Series DS-2 | na | na | na | na | na | Each | 0 | na | 0 | 0 | 0
2332 | 56-000-1-265 | 170.58 | 7--13 | 0 | W-Type 18 Wrench - Model LFII, Model ELOC | na | na | na | na | na | Each | 0 | na | 0 | 0 | 0
2333 | 56-000-1-106 | 170.58 | 7--13 | 0 | Sprinkler Wrench, W-Type 20 Wrench - CC1, HIP, WS | na | na | na | na | na | Each | 0 | na | 0 | 0 | 0
2334 | 56-001-0-686 | 102.46 | 7--13 | 0 | Sprinkler Wrench, W-Type 21 - Model ESFR-17 (Used for SIN TY6226 Only) | na | na | na | na | na | Each | 0 | (Used for SIN TY6226 Only) | 0 | 0 | 0
2335 | 56-665-7-001 | 170.58 | 7--13 | 0 | Sprinkler Wrench, W-Type 22 Model EC-14 & EC-11 | na | na | na | na | na | Each | 0 | na | 0 | 0 | 0
2336 | 56-000-6-838 | 170.58 | 7--13 | 0 | Sprinkler Wrench W-Type 23 Wrench - EC-8 | na | na | na | na | na | Each | 0 | na | 0 | 0 | 0
2337 | 56-314-1-001 | 295.36 | 7--13 | 0 | Sprinkler Wrench W-Type 25 | na | na | na | na | na | Each | 0 | na | 0 | 0 | 0
2338 | 56-341-1-001 | 129.94 | 7--13 | 0 | Sprinkler Wrench W-Type 26 | na | na | na | na | na | Each | 0 | na | 0 | 0 | 0
2339 | 28241 | 101.61 | 7--13 | 0 | Sprinkler Wrench W-Type 29 IFP AQUAMIST Fitting | na | na | na | na | na | Each | 0 | Note: All Nozzles are special ordered and are Non-Returnable. Please see “Terms & Conditions” | 0 | 0 | 0
2340 | 56-462-1-001 | 161.99 | 7--13 | 0 | Sprinkler Wrench W-Type 34 ESFR Pendent | na | na | na | na | na | Each | 0 | na | 0 | 0 | 0
2341 | 56-463-1-001 | 170.58 | 7--13 | 0 | Sprinkler Wrench, W-Type 35 ESFR-17 Pendent | na | na | na | na | na | Each | 0 | na | 0 | 0 | 0
2342 | 56-320-1-015 | 178.02 | 7--13 | 0 | Sprinkler Wrench, W-Type 37 RFII & LFII Concealed Horizontal Sidewall | na | na | na | na | na | Each | 0 | na | 0 | 0 | 0
2343 | 56-000-1-950 | 101.32 | 7--13 | 0 | Sprinkler Wrench, W-Type 39 CWS | na | na | na | na | na | Each | 0 | na | 0 | TFP621 | 0
2344 | 56-000-1-076 | 101.32 | 7--13 | 0 | Sprinkler Wrench, W-Type 40 RFII-C | na | na | na | na | na | Each | 0 | na | 0 | TFP621 | 0
2345 | 56-000-1-078 | 95.6 | 7--13 | 0 | W-Type 43 Wrench | na | na | na | na | na | Each | 0 | na | 0 | TFP447 | 0
2346 | 56-000-1-077 | 170.58 | 7--13 | 0 | W-Type 44 Wrench | 0 | 0 | 0 | 0 | 0 | 0 | 0 | 0 | 0 | 0 | 0
2347 | 56-000-1-075 | 170.58 | 7--13 | 0 | Sprinkler Wrench, RFII Wrench DS-C, Series DS-CEC | na | na | na | na | na | Each | 0 | na | 0 | 0 | 0
2348 | 56-001-5-093 | 295.36 | 7--13 | 0 | Sprinkler Wrench 1509-3 - TFP MAX, TFP PH2, TFP PH5 | na | na | na | na | na | Each | 0 | #1509-3 | 0 | 0 | 0
2349 | 56-000-4-949 | 182.6 | 7--13 | 0 | Sprinkler Wrench, 4949 Socket - LFII | na | na | na | na | na | Each | 0 | na | 0 | 0 | 0
2350 | 56-000-4-950 | 269.61 | 7--13 | 0 | Sprinkler Wrench Socket/Ratchet Wrench | na | na | na | na | na | Each | 0 | na | 0 | 0 | 0
2351 | 56-000-4-300 | 61.82 | 7--13 | 0 | Sprinkler Wrench Protective Cover Removal Tool | na | na | na | na | na | Each | 0 | na | 0 | 0 | 0
2352 | 52-203-1-110 | 2776.14 | 8--1 | 0 | AV-1-300 Alarm Check Valve, G x G Vertical/Horiz | 2-1/2" | na | na | na | 300 psi | Each | 0 | Other Options per TFP910; Pressure switch must be ordered separately, if required. | 0 | TFP910 | 0
2353 | 52-203-1-113 | 2776.14 | 8--1 | 0 | AV-1-300 Alarm Check Valve G x G Vertical/Horiz. | 4" | na | na | na | 300 psi | Each | 0 | Other Options per TFP910; Pressure switch must be ordered separately, if required. | 0 | TFP910 | 0
2354 | 52-203-1-115 | 3417.23 | 8--1 | 0 | AV-1-300 Alarm Check Valve G x G Vertical/Horiz. | 6" | na | na | na | 300 psi | Each | 0 | Other Options per TFP910; Pressure switch must be ordered separately, if required. | 0 | TFP910 | 0
2355 | 52-203-1-916 | 4906.62 | 8--1 | 0 | AV-1-300 Alarm Check Valve G x G Vertical/Horiz | 8" | na | na | na | 300 psi | Each | 0 | Other Options per TFP910; Pressure switch must be ordered separately, if required. | 0 | TFP910 | 0
2356 | 52-203-1-210 | 2776.14 | 8--1 | 0 | AV-1-300 Alarm Check Valve, 300 psi F x G Vertical | 2-1/2" | na | na | na | 300 psi | Each | 0 | Other Options per TFP910; Pressure switch must be ordered separately, if required. | 0 | TFP910 | 0
2357 | 52-203-1-413 | 2776.14 | 8--1 | 0 | AV-1-300 Alarm Check Valve F x G, Vertical/Horiz. | 4" | na | na | na | 300 psi | Each | 0 | Other Options per TFP910; Pressure switch must be ordered separately, if required. | 0 | TFP910 | 0
2358 | 52-203-1-615 | 3417.23 | 8--1 | 0 | AV-1-300 Alarm Check Valve F x G, Vertical/Horiz. | 6" | na | na | na | 300 psi | Each | 0 | Other Options per TFP910; Pressure switch must be ordered separately, if required. | 0 | TFP910 | 0
2359 | 52-203-1-816 | 4906.62 | 8--1 | 0 | AV-1-300 Alarm Check Valve F x G, Vertical/Horiz | 8" | na | na | na | 300 psi | Each | 0 | Other Options per TFP910; Pressure switch must be ordered separately, if required. | 0 | TFP910 | 0
2360 | 52-203-1-013 | 2776.14 | 8--1 | 0 | #AV-1-300 Alarm Check Valve F x F, Vertical/Horiz | 4" | na | na | na | 300 psi | Each | 0 | Other Options per TFP910; Pressure switch must be ordered separately, if required. | 0 | TFP910 | 0
2361 | 52-203-1-015 | 3417.23 | 8--1 | 0 | #AV-1-300 Alarm Check Valve F x F, Vertical/Horiz | 6" | na | na | na | 300 psi | Each | 0 | Other Options per TFP910; Pressure switch must be ordered separately, if required. | 0 | TFP910 | 0
2362 | 52-203-1-016 | 4906.62 | 8--1 | 0 | #AV-1-300 Alarm Check Valve F x F, Vertical/Horiz | 8" | na | na | na | 300 psi | Each | 0 | Other Options per TFP910; Pressure switch must be ordered separately, if required. | 0 | TFP910 | 0
2363 | 52-203-2-110 | 6225.43 | 8--1 | 0 | 2½" Model AV-1 GXG Vertical Closed, Pre-Trimmed | 2-1/2" | na | na | na | na | Each | 0 | 0 | 0 | TFP910 | 0
2364 | 52-203-2-113 | 6052.56 | 8--1 | 0 | 4" Model AV-1 GXG Vertical Closed, Pre-Trimmed | 4" | na | na | na | na | Each | 0 | 0 | 0 | TFP910 | 0
2365 | 52-203-2-115 | 7575.15 | 8--1 | 0 | 6" Model AV-1 GXG Vertical Closed, Pre-Trimmed | 6" | na | na | na | na | Each | 0 | 0 | 0 | TFP910 | 0
2366 | 52-203-2-916 | 9007.29 | 8--1 | 0 | 8" Model AV-1 GXG Vertical Closed, Pre-Trimmed | 8" | na | na | na | na | Each | 0 | 0 | 0 | TFP910 | 0
2367 | 52-203-3-113 | 6052.56 | 8--1 | 0 | 4" Model AV-1 GXG Vertical Open, Pre-Trimmed | 4" | na | na | na | na | Each | 0 | 0 | 0 | TFP910 | 0
2368 | 52-203-3-115 | 7575.15 | 8--1 | 0 | 6" Model AV-1 GXG Vertical Open, Pre-Trimmed | 6" | na | na | na | na | Each | 0 | 0 | 0 | TFP910 | 0
2369 | 52-203-3-916 | 9007.29 | 8--1 | 0 | 8" Model AV-1 GXG Vertical Open, Pre-Trimmed | 8" | na | na | na | na | Each | 0 | 0 | 0 | TFP910 | 0
2370 | 52-203-2-625 | 7575.15 | 8--1 | 0 | 6" Model AV-1 FXG Vertical Closed, Pre-Trimmed | 6" | na | na | na | na | Each | 0 | 0 | 0 | TFP910 | 0
2371 | 52-203-2-816 | 9007.29 | 8--1 | 0 | 8" Model AV-1 FXG Vertical Closed, Pre-Trimmed | 8" | na | na | na | na | Each | 0 | 0 | 0 | TFP910 | 0
2372 | 52-203-2-414 | 6052.56 | 8--1 | 0 | 4" Model AV-1 FXG Vertical Open, Pre-Trimmed | 4" | na | na | na | na | Each | 0 | 0 | 0 | TFP910 | 0
2373 | 52-203-2-615 | 7575.15 | 8--1 | 0 | 6" Model AV-1 FXG Vertical Open, Pre-Trimmed | 6" | na | na | na | na | Each | 0 | 0 | 0 | TFP910 | 0
2374 | 52-203-2-013 | 6052.56 | 8--1 | 0 | 4" Model AV-1 FXF Vertical Closed, Pre-Trimmed | 4" | na | na | na | na | Each | 0 | 0 | 0 | TFP910 | 0
2375 | 52-203-2-015 | 7575.15 | 8--1 | 0 | 6" Model AV-1 FXF Vertical Closed, Pre-Trimmed | 6" | na | na | na | na | Each | 0 | 0 | 0 | TFP910 | 0
2376 | 52-203-2-016 | 9007.29 | 8--1 | 0 | 8" Model AV-1 FXF Vertical Closed, Pre-Trimmed | 8" | na | na | na | na | Each | 0 | 0 | 0 | TFP910 | 0
2377 | 52-204-4-950 | 1982.8 | 8--2 | 0 | Alarm Check Valves #AV-1-300, Basic Trim | 2-1/2", 4", 6" & 8" | na | na | Galvanized | na | Each | 0 | Trim Assemblies 2-1/2", 4", 6" & 8" 2-1/2" Vertical Closed Drain | 0 | TFP910 | 0
2378 | 52-204-4-951 | 2437.28 | 8--2 | 0 | Alarm Check Valves #AV-1-300, Basic Trim | 2-1/2", 4", 6" & 8" | na | na | Galvanized | na | Each | 0 | Trim Assemblies 2-1/2", 4", 6" & 8" 4" & 6" Vertical Closed Drain | 0 | TFP910 | 0
2379 | 52-204-4-954 | 2144.22 | 8--2 | 0 | Alarm Check Valves AV-1-300, Basic Trim | 2-1/2", 4", 6" & 8" | na | na | Galvanized | na | Each | 0 | Trim Assemblies 2-1/2", 4", 6" & 8" 4" & 6" Vertical Open Drain | 0 | TFP910 | 0
2380 | 52-204-4-057 | 2598.7 | 8--2 | 0 | Alarm Check Valves AV-1-300, Basic Trim | 2-1/2", 4", 6" & 8" | na | na | Galvanized | na | Each | 0 | Trim Assemblies 2-1/2", 4", 6" & 8" 4" & 6" Horizontal Closed Drain | 0 | TFP910 | 0
2381 | 52-204-4-952 | 2437.28 | 8--2 | 0 | Alarm Check Valves AV-1-300 Vertical Closed Drain | 2-1/2", 4", 6" & 8" | na | na | Galvanized | na | Each | 0 | Trim Assemblies 2-1/2", 4", 6" & 8" Basic Trim (Gal.) AV-1-300 | 0 | TFP910 | 0
2382 | 52-204-4-955 | 2144.22 | 8--2 | 0 | Alarm Check Valves #AV-1-300 Vertical Open Drain | 2-1/2", 4", 6" & 8" | na | na | Galvanized | na | Each | 0 | Trim Assemblies, Basic Trim | 0 | TFP910 | 0
2383 | 52-204-4-058 | 2598.7 | 8--2 | 0 | Alarm Check Valves AV-1-300 Horiz. Closed Drain | 2-1/2", 4", 6" & 8" | na | na | Galvanized | na | Each | 0 | Trim Assemblies 2-1/2", 4", 6" & 8" Basic Trim (Gal.) AV-1-300 | 0 | TFP910 | 0
2384 | 52-201-2-047 | 514.02 | 8--2 | 0 | Alarm Check Valves AV-1-300 Pressure Relief Trim | 2-1/2", 4", 6" & 8" | na | na | na | 175 PSI | Each | 0 | Trim Assemblies | 0 | TFP910 | 0
2385 | 52-201-2-048 | 514.02 | 8--2 | 0 | Alarm Check Valves AV-1-300 Pressure Relief Trim | 2-1/2", 4", 6" & 8" | na | na | na | 185 PSI | Each | 0 | Trim Assemblies | 0 | TFP910 | 0
2386 | 52-201-2-011 | 643.95 | 8--2 | 0 | Alarm Check Valves AV-1-300 Trim, Main Drain | 2-1/2", 4", 6" & 8" | na | na | na | na | Each | 0 | Trim Assemblies | 0 | TFP910 | 0
2387 | 52-201-2-012 | 182.6 | 8--2 | 0 | Alarm Check Valves AV-1-300 Trim, Alarm Vent | 2-1/2", 4", 6" & 8" | na | na | na | na | Each | 0 | Trim Assemblies | 0 | TFP910 | 0
2388 | 52-211-1-002 | 1117.9 | 8--2 | 0 | Retard Chamber, Model RC-1 w/Trim | 2-1/2", 4", 6" & 8" | na | na | na | na | Each | 0 | na | 0 | TFP920 | 0
2389 | 92-200-1-216 | 200.34 | 8--2 | 0 | Replace Part AV-1-300 Alarm Chk Valve Repair Kit | 2-1/2" | na | na | na | na | Each | 0 | Includes: 1-Handhole Cover Gasket & 1-Clapper Facing | 0 | TFP910 | 0
2390 | 92-200-1-218 | 698.33 | 8--2 | 0 | AV-1-300 Alarm Check Valves - Clapper Assembly Kit | 2-1/2" | na | na | na | na | Each | 0 | Includes: 1-Clapper, 1-Clapper Facing, 1-Clapper Washer, 1-Clapper Lock Nut, 1-Clapper Hinge Pin, 2-Clapper Hinge Pin Bushings & 1-Clapper Spring | 0 | TFP910 | 0
2391 | 92-200-1-416 | 233.54 | 8--2 | 0 | Replace Parts 4" #AV-1-300 Alarm Check Valves Repair Parts Kit | 4" | na | na | na | na | Each | 0 | Includes: 1-Handhole Cover Gasket & 1-Clapper Facing | 0 | TFP910 | 0
2392 | 92-200-1-423 | 1061.81 | 8--2 | 0 | Replace Part AV-1-300 Alarm Chk Valve Clapper Assembly Kit | 4" | na | na | na | na | Each | 0 | Includes: 1-Clapper, 1-Clapper Facing, 1-Clapper Washer, 1-Clapper Lock Nut, 1-Clapper Hinge Pin, 2-Clapper Hinge Pin Bushings & 1-Clapper Spring | 0 | TFP910 | 0
2393 | 92-200-1-620 | 269.03 | 8--2 | 0 | Replace Parts 6" #AV-1-300 Alarm Check Valve Repair Parts Kit | 6" | na | na | na | na | Each | 0 | Includes: 1-Handhole Cover Gasket & 1-Clapper Facing | 0 | TFP910 | 0
2394 | 92-200-1-623 | 1337.13 | 8--2 | 0 | Replace Part AV-1-300 Alarm Chk Valve Clapper Assembly Kit | 6" | na | na | na | na | Each | 0 | Includes: 1-Clapper, 1-Clapper Facing, 1-Clapper Washer, 1-Clapper Lock Nut, 1-Clapper Hinge Pin, 2-Clapper Hinge Pin Bushings & 1-Clapper Spring | 0 | TFP910 | 0
2395 | 92-200-1-816 | 375.5 | 8--2 | 0 | Replace Parts 8" #AV-1-300 Alarm Check Valve Repair Parts Kit | 8" | na | na | na | na | Each | 0 | Includes: 1-Handhole Cover Gasket & 1-Clapper Facing | 0 | TFP910 | 0
2396 | 92-200-1-823 | 2115.6 | 8--2 | 0 | Replace Part AV-1-300 Alarm Chk Valve Clapper Assembly Kit | 8" | na | na | na | na | Each | 0 | Includes: 1-Clapper, 1-Clapper Facing, 1-Clapper Washer, 1-Clapper Lock Nut, 1-Clapper Hinge Pin, 2-Clapper Hinge Pin Bushings & 1-Clapper Spring | 0 | TFP910 | 0
2397 | 59-590-1-020 | 1318.81 | 8--3 | 0 | Shotgun CV-1FR Riser Check Valve | 2" | na | na | na | na | Each | 0 | *For 1-1/2" DV-5, use 2" Riser Check 2 Inch #F517 Riser Check Valve (Select One) | 0 | TFP1465 | 0
2398 | 59-590-1-025 | 1294.77 | 8--3 | 0 | Shotgun CV-1FR Riser Check Valve | 2-1/2" | na | na | na | na | Each | 0 | (Select One) *For 1-1/2" DV-5, use 2" Riser Check | 0 | TFP950 | 0
2399 | 59-590-1-030 | 1318.81 | 8--3 | 0 | Shotgun CV-1FR Riser Check Valve | 3" | na | na | na | na | Each | 0 | (Select One) | 0 | TFP1465 | 0
2400 | 59-590-1-040 | 1318.81 | 8--3 | 0 | Shotgun CV-1FR Riser Check Valve | 4" | na | na | na | na | Each | 0 | (Select One) | 0 | TFP1465 | 0
2401 | 59-590-1-050 | 2408.66 | 8--3 | 0 | Shotgun CV-1FR Riser Check Valve | 5" | na | na | na | na | Each | 0 | na | 0 | TFP950 | 0
2402 | 59-590-1-060 | 2451.02 | 8--3 | 0 | Shotgun CV-1FR Riser Check Valve | 6" | na | na | na | na | Each | 0 | (Select One) | 0 | TFP1465 | 0
2403 | 59-590-1-080 | 4421.22 | 8--3 | 0 | Shotgun CV-1FR Riser Check Valve | 8" | na | na | na | na | Each | 0 | (Select One) | 0 | TFP1465 | 0
2404 | 59-590-1-100 | 5640.43 | 8--3 | 0 | Shotgun CV-1FR Riser Check Valve | 10" | na | na | na | na | Each | 0 | na | 0 | 0 | 0
2405 | 59-590-1-120 | POA | 8--3 | 0 | Shotgun CV-1FR Riser Check Valve | 12" | na | na | na | na | Each | 0 | na | 0 | 0 | 0
2406 | 59-591-1-020 | 878.64 | 8--3 | 0 | CV-1FR Riser Check Valve 2" Shotgun Check Trim | 2" | na | na | na | na | Each | 0 | Trim Assemblies (w/gauges) | 0 | TFP950 | 0
2407 | 59-591-1-030 | 878.64 | 8--3 | 0 | Trim Assemblies 2-1/2" - 3" CV-1FR Riser Check Valve | 2-1/2" - 3" | na | na | na | na | Each | 0 | 2-1/2" - 3" Shotgun Check Trim (w/gauges) | 0 | TFP950 | 0
2408 | 59-591-1-080 | 878.64 | 8--3 | 0 | Trim Assemblies 4" - 12" CV-1FR Riser Check Valve | 4" - 12" | na | na | na | na | Each | 0 | 4" - 8" Shotgun Check Trim (w/gauges) | 0 | TFP950 | 0
2409 | 52-540-1-001 | 2416.68 | 8--3 | 0 | Residential Domestic Shutoff Valve, Model RSV-1 | 1" | na | na | Brass | na | Each | 0 | na | 0 | TFP980 | 0
2410 | 52-540-1-002 | 3809.9 | 8--3 | 0 | Residential Domestic Shutoff Valve, Model RSV-1 | 2" | na | na | Brass | na | Each | 0 | na | 0 | TFP980 | 0
2411 | 52-540-1-011 | 2416.68 | 8--3 | 0 | Residential Domestic Shutoff Valve, Model RSV-1 | 1" | na | na | Stainless Steel | na | Each | 0 | na | 0 | 0 | 0
2412 | 52-540-1-012 | 3809.9 | 8--3 | 0 | Residential Domestic Shutoff Valve, Model RSV-1 | 2" | na | na | Stainless Steel | na | Each | 0 | na | 0 | 0 | 0
2413 | 52-211-1-002 | 1117.9 | 8--3 | 0 | Retard Chamber, Model RC-1 w/Trim | 2-1/2", 4", 6" & 8" | na | na | na | na | Each | 0 | na | 0 | TFP920 | 0
2414 | 92-210-2-005 | 1004.57 | 8--3 | 0 | Replace Parts Model RC-1 Retard Chamber Restrict. Assm | na | na | na | na | na | Each | 0 | na | 0 | TFP920 | 0
2415 | 54-360-1-011 | 1753.84 | 8--4 | 0 | Resi-Risers w/Retard Feature on Flow Switch | 1" | na | na | na | na | Each | 0 | w/out Pressure Relief Valve | 0 | 0 | 0
2416 | 54-360-1-012 | 1981.65 | 8--4 | 0 | Resi-Risers w/Retard Feature on Flow Switch | 1-1/4" | na | na | na | na | Each | 0 | & w/out Pressure Relief Valve 1-1/4" Resi-Riser | 0 | 0 | 0
2417 | 54-360-1-013 | 2099.57 | 8--4 | 0 | Resi-Risers w/Retard Feature on Flow Switch | 1-1/2" | na | na | na | na | Each | 0 | & w/out Pressure Relief Valve 1-1/2" Resi-Riser | 0 | 0 | 0
2418 | 54-360-1-014 | 2404.08 | 8--4 | 0 | Resi-Risers w/Retard Feature on Flow Switch | 2" | na | na | na | na | Each | 0 | w/out Pressure Relief Valve 2" Resi-Riser | 0 | 0 | 0
2419 | 54-360-1-111 | 1844.28 | 8--4 | 0 | Resi-Risers w/Pressure Relief Valve & Retard | 1" | na | na | na | na | Each | 0 | na | 0 | 0 | 0
2420 | 54-360-1-112 | 2052.63 | 8--4 | 0 | Resi-Risers w/Pressure Relief Valve & Retard | 1-1/4" | na | na | na | na | Each | 0 | na | 0 | 0 | 0
2421 | 54-360-1-113 | 2167.11 | 8--4 | 0 | Resi-Risers w/Pressure Relief Valve & Retard | 1-1/2" | na | na | na | na | Each | 0 | na | 0 | 0 | 0
2422 | 54-360-1-114 | 2477.35 | 8--4 | 0 | Resi-Risers w/Pressure Relief Valve & Retard | 2" | na | na | na | na | Each | 0 | na | 0 | 0 | 0
2423 | 5940601 | 3031.44 | 8--4 | 0 | Model RM-2 Riser Manifold | 2" | na | na | na | na | Each | 0 | na | 0 | TFP964 | 0
2424 | 5940611 | 3228.34 | 8--4 | 0 | Model RM-2 Riser Manifold | 2-1/2" | na | na | na | na | Each | 0 | na | 0 | TFP964 | 0
2425 | 5940621 | 3334.81 | 8--4 | 0 | Model RM-2 Riser Manifold | 3" | na | na | na | na | Each | 0 | na | 0 | TFP964 | 0
2426 | 5940651 | 3836.23 | 8--4 | 0 | Model RM-2 Riser Manifold | 4" | na | na | na | na | Each | 0 | na | 0 | TFP964 | 0
2427 | 5940661 | 4700.55 | 8--4 | 0 | Model RM-2 Riser Manifold | 6" | na | na | na | na | Each | 0 | na | 0 | TFP964 | 0
2428 | 59352691 | 38.36 | 8--4 | 0 | Test and Drain Valve Alternate Kit 2", 2-1/2" and 3" | 2" - 3" | na | na | na | na | Each | 0 | na | 0 | TFP964 | 0
2429 | 59352692 | 68.98 | 8--4 | 0 | Test and Drain Valve Alternate Kit 4" and 6" | 4" - 6" | na | na | na | na | Each | 0 | na | 0 | TFP964 | 0
2430 | 5940124 | 243.27 | 8--4 | 0 | Flex Hose for 2", 2-1/2" and 3", Length 24 | 2" - 3" | na | na | na | na | Each | 0 | na | 0 | TFP964 | 0
2431 | 5940136 | 274.18 | 8--4 | 0 | Flex Hose for 2", 2-1/2" and 3", Length 36" | 2" - 3" | na | na | na | na | Each | 0 | na | 0 | TFP964 | 0
2432 | 5940224 | 274.18 | 8--4 | 0 | Flex Hose for 4" and 6", Length 24" | 4" - 6" | na | na | na | na | Each | 0 | na | 0 | TFP964 | 0
2433 | 5940236 | 304.52 | 8--4 | 0 | Flex Hose for 4" and 6", Length 36" | 4" - 6" | na | na | na | na | Each | 0 | na | 0 | TFP964 | 0
2434 | 598321 | 1595.86 | 8--4 | 0 | TD-2 Test and Drain 1¼" (for RM-2 Base 2", 2½" and 3") | 2" - 3" | na | na | na | na | Each | 0 | na | 0 | TFP965 | 0
2435 | 598322 | 1748.11 | 8--4 | 0 | TD-2 Test and Drain 2" (for RM-2 Base 4" - 8") | 4" - 8" | na | na | na | na | Each | 0 | na | 0 | TFP965 | 0
2436 | 6940671 | 1571.22 | 8--5 | 0 | RM-2 Base Riser Manifolds - Residential without Test & Drain Valve Male Thread x Male Thread | 1" | Male Thread x Male Thread | na | na | na | Each | 0 | na | 0 | TFP966 | 0
2437 | 6940471 | 1505.75 | 8--5 | 0 | RM-2 Base Riser Manifolds - Residential without Test & Drain Valve Female Thread x Female Thread | 1-1/4" | Female Thread x Female Thread | na | na | na | Each | 0 | na | 0 | TFP966 | 0
2438 | 6940481 | 1505.75 | 8--5 | 0 | RM-2 Base Riser Manifolds - Residential without Test & Drain Valve Groove x Groove | 1-1/4" | Groove x Groove | na | na | na | Each | 0 | na | 0 | TFP966 | 0
2439 | 6940571 | 1571.22 | 8--5 | 0 | RM-2 Base Riser Manifolds - Residential without Test & Drain Valve Female Thread x Female Thread | 1-1/2" | Female Thread x Female Thread | na | na | na | Each | 0 | na | 0 | TFP966 | 0
2440 | 6940581 | 1571.22 | 8--5 | 0 | RM-2 Base Riser Manifolds - Residential without Test & Drain Valve Groove x Groove | 1-1/2" | Groove x Groove | na | na | na | Each | 0 | na | 0 | TFP966 | 0
2441 | 6940591 | 1571.22 | 8--5 | 0 | RM-2 Base Riser Manifolds - Residential without Test & Drain Valve Groove x Groove | 2" | Groove x Groove | na | na | na | Each | 0 | na | 0 | TFP966 | 0
2442 | 5940711 | 446.66 | 8--5 | 0 | RM-2 Base Riser Manifold - Pressure Relief Kit | 1" - 2" | na | na | na | na | Each | 0 | na | 0 | TFP966 | 0
2443 | 6940472 | 2038.55 | 8--5 | 0 | RM-2 Base Riser Manifolds - Residential with Test & Drain Valve Female Thread x Female Thread | 1-1/4" | Female Thread x Female Thread | na | na | na | Each | 0 | na | 0 | TFP966 | 0
2444 | 6940482 | 2038.55 | 8--5 | 0 | RM-2 Base Riser Manifolds - Residential with Test & Drain Valve Groove x Groove | 1-1/4" | Groove x Groove | na | na | na | Each | 0 | na | 0 | TFP966 | 0
2445 | 6940582 | 2080.62 | 8--5 | 0 | RM-2 Base Riser Manifolds - Residential with Test & Drain Valve Groove x Groove | 1-1/2" | Groove x Groove | na | na | na | Each | 0 | na | 0 | TFP966 | 0
2446 | 598321 | 1595.86 | 8--5 | 0 | TD-2 Test and Drain 1¼" (for RM-2 Base 2", 2½" and 3") | 2" - 3" | na | na | na | na | Each | 0 | na | 0 | TFP965 | 0
2447 | 6940601 | 2071.53 | 8--5 | 0 | RM-2 Base Riser Manifolds - Commercial Groove x Groove | 2" | na | na | na | na | Each | 0 | na | 0 | TFP966 | 0
2448 | 6940611 | 2172.21 | 8--5 | 0 | RM-2 Base Riser Manifolds - Commercial Groove x Groove | 2-1/2" | na | na | na | na | Each | 0 | na | 0 | TFP966 | 0
2449 | 6940621 | 2221.88 | 8--5 | 0 | RM-2 Base Riser Manifolds - Commercial Groove x Groove | 3" | na | na | na | na | Each | 0 | na | 0 | TFP966 | 0
2450 | 6940651 | 2668.93 | 8--5 | 0 | RM-2 Base Riser Manifolds - Commercial Groove x Groove | 4" | na | na | na | na | Each | 0 | na | 0 | TFP966 | 0
2451 | 6940661 | 2931.69 | 8--5 | 0 | RM-2 Base Riser Manifolds - Commercial Groove x Groove | 6" | na | na | na | na | Each | 0 | na | 0 | TFP966 | 0
2452 | 6940681 | 3178.86 | 8--5 | 0 | RM-2 Base Riser Manifolds - Commercial Groove x Groove | 8" | na | na | na | na | Each | 0 | na | 0 | TFP966 | 0
2453 | 598321 | 1595.86 | 8--5 | 0 | TD-2 Test and Drain 1¼" (for RM-2 Base 2", 2½" and 3") | 2" - 3" | na | na | na | na | Each | 0 | na | 0 | TFP965 | 0
2454 | 598322 | 1748.11 | 8--5 | 0 | TD-2 Test and Drain 2" (for RM-2 Base 4" - 8") | 4" - 8" | na | na | na | na | Each | 0 | na | 0 | TFP965 | 0
2455 | 40671 | 1595.86 | 8--6 | 0 | RM-1 Riser Manifold, Residential, Female Thread x Female Thread | 1" | na | na | na | na | Each | 0 | na | 0 | TFP963 | 0
2456 | 40571 | 1595.86 | 8--6 | 0 | RM-1 Riser Manifold, Residential, Male Thread x Female Thread | 1-1/2" | na | na | na | na | Each | 0 | na | 0 | TFP963 | 0
2457 | 40551 | 1821.38 | 8--6 | 0 | RM-1 Riser Manifold, Commercial, Male Thread x Female Thread | 1-1/2" | na | na | na | na | Each | 0 | na | 0 | TFP963 | 0
2458 | 40611 | 1947.31 | 8--6 | 0 | RM-1 Riser Manifold, Commercial, Groove x Groove | 2-1/2" | na | na | na | na | Each | 0 | na | 0 | TFP963 | 0
2459 | 40711 | 447.05 | 8--6 | 0 | Relief Kit RM-1 Residential | 1", 1-1/2" and 2" | na | na | na | na | Each | 0 | na | 0 | TFP963 | 0
2460 | 40731 | 685.17 | 8--6 | 0 | Relief Kit RM-1 Commercial | 4" and 6" | na | na | na | na | Each | 0 | na | 0 | TFP963 | 0
2461 | 90050001 | 112.48 | 8--6 | 0 | Water Pressure Gauge 300psi (2000kPa), Replacement Part | na | na | na | na | 300psi | Each | 0 | na | 0 | TFP963 | 0
2462 | 91144801 | 1286.76 | 8--6 | 0 | Flow Switch VSR-M 1" (DN25), Replacement Part | 1" | na | na | na | na | Each | 0 | na | 0 | TFP963 | 0
2463 | 91144815 | 1373.76 | 8--6 | 0 | Flow Switch VSR-M 1-1/2" (DN40), Replacement Part | 1-1/2" | na | na | na | na | Each | 0 | na | 0 | TFP963 | 0
2464 | 91144802 | 1331.41 | 8--6 | 0 | Flow Switch VSR-M 2" (DN50), Replacement Part | 2" | na | na | na | na | Each | 0 | na | 0 | TFP963 | 0
2465 | 91144825 | 1286.76 | 8--6 | 0 | Flow Switch VSR-M 2-1/2" (DN65), Replacement Part | 2-1/2" | na | na | na | na | Each | 0 | na | 0 | TFP963 | 0
2466 | 91144803 | 1286.76 | 8--6 | 0 | Flow Switch VSR-M 3" (DN80), Replacement Part | 3" | na | na | na | na | Each | 0 | na | 0 | TFP963 | 0
2467 | 91144804 | 1331.41 | 8--6 | 0 | Flow Switch VSR-M 4" (DN100), Replacement Part | 4" | na | na | na | na | Each | 0 | na | 0 | TFP963 | 0
2468 | 91144806 | 1331.41 | 8--6 | 0 | Flow Switch VSR-M 6" (DN150), Replacement Part | 6" | na | na | na | na | Each | 0 | na | 0 | TFP963 | 0
2469 | 91144800 | 431.59 | 8--6 | 0 | Field Replaceable Retard/Switch assembly, Replacement Part | na | na | na | na | na | Each | 0 | na | 0 | TFP963 | 0
2470 | 97111603 | 108.47 | 8--6 | 0 | Ball Valve 1" (DN25), Replacement Part | 1" | na | na | na | na | Each | 0 | na | 0 | TFP963 | 0
2471 | A61G0420 | 352.6 | 8--6 | 0 | TD-1 Test and Drain 1/2" Valve (For RM-1, 1-1/2 - 3"), Replacement Part | 1/2" | na | na | na | na | Each | 0 | na | 0 | TFP963 | 0
2472 | A61G0601 | 556.38 | 8--6 | 0 | TD-1 Test and Drain 2" Valve (For RM-1 4 - 6"), Replacement Part | 2" | na | na | na | na | Each | 0 | na | 0 | TFP963 | 0
2473 | 52-630-2-001P | 1545.48 | 9--1 | 0 | Water Motor Alarm #WMA-1(Aluminum) Complete w/Trim | na | na | na | Aluminum | na | Each | 0 | na | 0 | TFP921 | 0
2474 | 52-630-1-001P | 1545.48 | 9--1 | 0 | Model WMA-1 Water Motor Alarm | na | na | na | na | na | Each | 0 | na | 0 | TFP1465 | 0
2475 | 52-630-2-002 | 310.82 | 9--1 | 0 | Water Motor Alarm Model WMA-1 Optional Drain Trim | na | na | na | na | na | Each | 0 | na | 0 | TFP921 | 0
2476 | 92-630-1-012 | 887.22 | 9--1 | 0 | Replacement Components for Water Motor Alarm | na | na | na | na | na | Each | 0 | na | 0 | TFP921 | 0
2477 | 92-630-1-025 | 887.22 | 9--1 | 0 | Water Motor Alarms Repair Kit Striker Gong Cap Nut | na | na | na | Red | na | Each | 0 | na | 0 | TFP921 | 0
2478 | 92-630-2-025 | 887.22 | 9--1 | 0 | Replace Components Water Motor Alarms Repair Kit | na | na | na | Aluminum | na | Each | 0 | Striker, Gong (Aluminum) & Cap Nut | 0 | TFP921 | 0
2479 | 52-271-1-001 | 433.88 | 9--1 | 0 | Replacement Trim Components 3/4" Strainer | 3/4" | na | na | na | na | Each | 0 | na | 0 | TFP921 | 0
2480 | 52-403-1-005 | 370.35 | 9--1 | 0 | Replacement Trim Components 3/4" Check Valve | 3/4" | na | na | na | na | Each | 0 | na | 0 | TFP921 | 0
2481 | 52-310-3-925 | 11562.48 | 10--1 | 0 | DPV-1, Preassembled Valve & Trim with Butterfly Valve G x G Pre-Trimmed | 2-1/2" | na | na | Galvanized | na | Each | 0 | Specify size and dry valve when ordering trim. Preassembled includes alarm test valve and connections for gauges, priming, air supply, drains, pressure switches, couplings/flange adaptor | 0 | TFP1020 | 0
2482 | 52-310-3-930 | 11562.48 | 10--1 | 0 | DPV-1, Preassembled Valve & Trim with Butterfly Valve G x G Pre-Trimmed | 3" | na | na | Galvanized | na | Each | 0 | Specify size and dry valve when ordering trim. Preassembled includes alarm test valve and connections for gauges, priming, air supply, drains, pressure switches, couplings/flange adaptor | 0 | TFP1020 | 0
2483 | 52-310-3-940 | 12409.64 | 10--1 | 0 | DPV-1, Preassembled Valve & Trim with Butterfly Valve G x G Pre-Trimmed | 4" | na | na | Galvanized | na | Each | 0 | Specify size and dry valve when ordering trim. Preassembled includes alarm test valve and connections for gauges, priming, air supply, drains, pressure switches, couplings/flange adaptor | 0 | TFP1020 | 0
2484 | 52-310-3-960 | 14149.73 | 10--1 | 0 | DPV-1, Preassembled Valve & Trim with Butterfly Valve G x G Pre-Trimmed | 6" | na | na | Galvanized | na | Each | 0 | Specify size and dry valve when ordering trim. Preassembled includes alarm test valve and connections for gauges, priming, air supply, drains, pressure switches, couplings/flange adaptor | 0 | TFP1020 | 0
2485 | 52-310-4-925 | 10295.19 | 10--1 | 0 | DPV-1, Preassembled Valve & Trim without Butterfly Valve G x G Pre-Trimmed | 2-1/2" | na | na | Galvanized | na | Each | 0 | Specify size and dry valve when ordering trim. Preassembled includes alarm test valve and connections for gauges, priming, air supply, drains, pressure switches, couplings/flange adaptor | 0 | TFP1020 | 0
2486 | 52-310-4-930 | 10295.19 | 10--1 | 0 | DPV-1, Preassembled Valve & Trim without Butterfly Valve G x G Pre-Trimmed | 3" | na | na | Galvanized | na | Each | 0 | Specify size and dry valve when ordering trim. Preassembled includes alarm test valve and connections for gauges, priming, air supply, drains, pressure switches, couplings/flange adaptor | 0 | TFP1020 | 0
2487 | 52-310-4-940 | 10978.64 | 10--1 | 0 | DPV-1, Preassembled Valve & Trim without Butterfly Valve G x G Pre-Trimmed | 4" | na | na | Galvanized | na | Each | 0 | Specify size and dry valve when ordering trim. Preassembled includes alarm test valve and connections for gauges, priming, air supply, drains, pressure switches, couplings/flange adaptor | 0 | TFP1020 | 0
2488 | 52-310-4-960 | 12111.99 | 10--1 | 0 | DPV-1, Preassembled Valve & Trim without Butterfly Valve G x G Pre-Trimmed | 6" | na | na | Galvanized | na | Each | 0 | Specify size and dry valve when ordering trim. Preassembled includes alarm test valve and connections for gauges, priming, air supply, drains, pressure switches, couplings/flange adaptor | 0 | TFP1020 | 0
2489 | 52-310-3-440 | 12409.64 | 10--1 | 0 | DPV-1, Preassembled Valve & Trim with Butterfly Valve F x G Pre-Trimmed | 4" | na | na | Galvanized | na | Each | 0 | Specify size and dry valve when ordering trim. Preassembled includes alarm test valve and connections for gauges, priming, air supply, drains, pressure switches, couplings/flange adaptor | 0 | TFP1020 | 0
2490 | 52-310-3-460 | 14149.73 | 10--1 | 0 | DPV-1, Preassembled Valve & Trim with Butterfly Valve F x G Pre-Trimmed | 6" | na | na | Galvanized | na | Each | 0 | Specify size and dry valve when ordering trim. Preassembled includes alarm test valve and connections for gauges, priming, air supply, drains, pressure switches, couplings/flange adaptor | 0 | TFP1020 | 0
2491 | 52-310-3-040 | 12409.64 | 10--1 | 0 | DPV-1, Preassembled Valve & Trim with Butterfly Valve F x F Pre-Trimmed | 4" | na | na | Galvanized | na | Each | 0 | Specify size and dry valve when ordering trim. Preassembled includes alarm test valve and connections for gauges, priming, air supply, drains, pressure switches, couplings/flange adaptor | 0 | TFP1020 | 0
2492 | 52-310-3-060 | 14149.73 | 10--1 | 0 | DPV-1, Preassembled Valve & Trim with Butterfly Valve F x F Pre-Trimmed | 6" | na | na | Galvanized | na | Each | 0 | Specify size and dry valve when ordering trim. Preassembled includes alarm test valve and connections for gauges, priming, air supply, drains, pressure switches, couplings/flange adaptor | 0 | TFP1020 | 0
2493 | 52-310-4-440 | 10924.83 | 10--1 | 0 | DPV-1 Preassembled Valve & Trim, F x G Pre-Trimmed without Control Valve (Galvanized) | 4" | na | na | Galvanized | na | Each | 0 | Specify size and dry valve when ordering trim. Preassembled includes alarm test valve and connections for gauges, priming, air supply, drains, and pressure switches. | 0 | TFP1020 | 0
2494 | 52-310-4-460 | 12020.4 | 10--1 | 0 | DPV-1 Preassembled Valve & Trim, F x G Pre-Trimmed without Control Valve (Galvanized) | 6" | na | na | Galvanized | na | Each | 0 | Specify size and dry valve when ordering trim. Preassembled includes alarm test valve and connections for gauges, priming, air supply, drains, and pressure switches. | 0 | TFP1020 | 0
2495 | 52-310-4-040 | 10924.83 | 10--1 | 0 | DPV-1 Preassembled Valve & Trim, F x F Pre-Trimmed without Control Valve (Galvanized) | 4" | na | na | Galvanized | na | Each | 0 | Specify size and dry valve when ordering trim. Preassembled includes alarm test valve and connections for gauges, priming, air supply, drains, and pressure switches. | 0 | TFP1020 | 0
2496 | 52-310-4-060 | 12020.4 | 10--1 | 0 | DPV-1 Preassembled Valve & Trim, F x F Pre-Trimmed without Control Valve (Galvanized) | 6" | na | na | Galvanized | na | Each | 0 | Specify size and dry valve when ordering trim. Preassembled includes alarm test valve and connections for gauges, priming, air supply, drains, and pressure switches. | 0 | TFP1020 | 0
2497 | 52-312-1-925 | 6381.12 | 10--1 | 0 | Model DPV-1, Dry Pipe Valve, Groove x Groove, Bare Valve | 2-1/2" | na | na | na | na | Each | 0 | na | 0 | TFP1020 | 0
2498 | 52-312-1-930 | 7086.32 | 10--1 | 0 | Model DPV-1, Dry Pipe Valve, Groove x Groove, Bare Valve | 3" | na | na | na | na | Each | 0 | na | 0 | TFP1020 | 0
2499 | 52-312-1-940 | 7556.83 | 10--1 | 0 | Model DPV-1, Dry Pipe Valve, Groove x Groove, Bare Valve | 4" | na | na | na | na | Each | 0 | na | 0 | TFP1020 | 0
2500 | 52-312-1-960 | 9586.56 | 10--1 | 0 | Model DPV-1, Dry Pipe Valve, Groove x Groove, Bare Valve | 6" | na | na | na | na | Each | 0 | na | 0 | TFP1020 | 0
2501 | 52-312-1-440 | 7556.83 | 10--1 | 0 | Model DPV-1, Dry Pipe Valve, Flange x Groove, Bare Valve | 4" | na | na | na | na | Each | 0 | na | 0 | TFP1020 | 0
2502 | 52-312-1-460 | 9586.56 | 10--1 | 0 | Model DPV-1, Dry Pipe Valve, Flange x Groove, Bare Valve | 6" | na | na | na | na | Each | 0 | na | 0 | TFP1020 | 0
2503 | 52-312-1-040 | 7556.83 | 10--1 | 0 | Model DPV-1, Dry Pipe Valve, F x F, Bare Valve | 4" | na | na | na | na | Each | 0 | na | 0 | TFP1020 | 0
2504 | 52-312-1-060 | 9586.56 | 10--1 | 0 | Model DPV-1, Dry Pipe Valve, F x F, Bare Valve | 6" | na | na | na | na | Each | 0 | na | 0 | TFP1020 | 0
2505 | 52-309-2-005 | 2445.3 | 10--1 | 0 | DPV-1, Dry Pipe Valve, Semi-Preassembled Trim | 2-1/2" & 3" | na | na | Galvanized | na | Each | 0 | Specify size and dry valve when ordering trim. Trim include alarm test valve and connections for gauges, priming, air supply and drains but does not include pressure supervisory or alarm devices. | 0 | TFP1020 | 0
2506 | 52-309-2-001 | 2622.74 | 10--1 | 0 | DPV-1, Dry Pipe Valve, Semi-Preassembled Trim | 4" | na | na | Galvanized | na | Each | 0 | Specify size and dry valve when ordering trim. Trim include alarm test valve and connections for gauges, priming, air supply and drains but does not include pressure supervisory or alarm devices. | 0 | TFP1020 | 0
2507 | 52-309-2-002 | 2622.74 | 10--1 | 0 | DPV-1, Dry Pipe Valve, Semi-Preassembled Trim | 6" | na | na | Galvanized | na | Each | 0 | Specify size and dry valve when ordering trim. Trim include alarm test valve and connections for gauges, priming, air supply and drains but does not include pressure supervisory or alarm devices. | 0 | TFP1020 | 0
2508 | 92-312-2203 | 2374.32 | 10--2 | 0 | Replace Parts #DPV-1 Dry Pipe Valve Clapper Assm. | 2-1/2" & 3" | na | na | na | na | Each | 0 | Specify size and dry valve when ordering trim. Trim include alarm test valve and connections for gauges, priming, air supply and drains but does not include pressure supervisory or alarm devices. Preassembled includes alarm test valve and connections for gauges, priming, air supply, drains, and pressure switches. | 0 | TFP1020 | 0
2509 | 92-312-2403 | 2374.32 | 10--2 | 0 | Replace Parts #DPV-1 Dry Pipe Valve Clapper Assm. | 4" | na | na | na | na | Each | 0 | na | 0 | TFP1020 | 0
2510 | 92-312-2603 | 4314.76 | 10--2 | 0 | Replace Parts #DPV-1 Dry Pipe Valve Clapper Assm. | 6" | na | na | na | na | Each | 0 | na | 0 | TFP1020 | 0
2511 | 92-312-1204 | 410.42 | 10--2 | 0 | Replace Parts #DPV-1 Dry Pipe Valve Repair parts | 2-1/2" & 3" | na | na | na | na | Each | 0 | na | 0 | TFP1020 | 0
2512 | 92-312-1404 | 410.42 | 10--2 | 0 | Replace Parts #DPV-1 Dry Pipe Valve Repair Parts | 4" | na | na | na | na | Each | 0 | na | 0 | TFP1020 | 0
2513 | 92-312-1604 | 622.78 | 10--2 | 0 | Replace Parts #DPV-1 Dry Pipe Valve Repair Parts | 6" | na | na | na | na | Each | 0 | na | 0 | TFP1020 | 0
2514 | 92-312-1405 | 1255.85 | 10--2 | 0 | Replace Parts #DPV-1 Dry Pipe Valve, Reset Plunger | na | na | na | na | na | Each | 0 | na | 0 | TFP1020 | 0
2515 | 92-312-1406 | 149.97 | 10--2 | 0 | Replace Parts #DPV-1 Dry Pipe Valve, Reset Knob | na | na | na | na | na | Each | 0 | na | 0 | TFP1020 | 0
2516 | 92-312-1407 | 25.48 | 10--2 | 0 | Replace Parts #DPV-1 Dry Pipe Valve, Reset Plunger O-ring | na | na | na | na | na | Each | 0 | na | 0 | TFP1020 | 0
2517 | 52-312-3-000 | 5806.43 | 11--1 | 0 | VIZOR Electronic Dry Pipe Accelerator (EDPA) Switch | na | na | na | na | na | Each | 0 | Switch Only, Batteries sold separately. Requires 2 of each BT-40 or BT-10 | 0 | TFP1105 | 0
2518 | 52-312-3-001 | 6306.71 | 11--1 | 0 | VIZOR Electronic Dry Pipe Accelerator (EDPA) Switch with Trim | na | na | na | na | na | Each | 0 | DPV-1 Dry Pipe valve and Batteries are not included | 0 | TFP1105 | 0
2519 | 52-312-3-002 | 320.55 | 11--1 | 0 | VIZOR Battery Cabinet EDPA | na | na | na | na | na | Each | 0 | For use with BT-40 Only | 0 | TFP1105 | 0
2520 | 2654 | 240.41 | 11--1 | 0 | Replacement Battery BT-40 | 5 Amp | na | na | na | na | Each | 0 | Requires 2 | 0 | TFP1105 | 0
2521 | 2653 | 243.27 | 11--1 | 0 | Replacement Battery BT-10 | 1.3 Amp | na | na | na | na | Each | 0 | Requires 2 | 0 | TFP1105 | 0
2522 | 2655 | 96.17 | 11--1 | 0 | Fuse Holder EDPA | na | na | na | na | na | Each | 0 | na | 0 | TFP1105 | 0
2523 | 2657 | 18.89 | 11--1 | 0 | Fuse 5 Amp EDPA | na | na | na | na | na | Each | 0 | na | 0 | TFP1105 | 0
2524 | 100300 | 2962.75 | 11--2 |  | Model QRS-2 Quick Release Switch (Switch Only) | na | na | na | na | na | Each | 0 | na | 0 | TFP1120
2525 | 100300A | 6023.94 | 11--2 |  | QRS-2 Kit Electronic Dry Pipe Valve Accelerator Package | na | na | na | na | na | Each | 0 | na | 0 | TFP1120
2526 | 100300T | 514.45 | 11--2 |  | Model QRS-2 Quick Release Switch Trim | na | na | na | na | na | Each | 0 | na | 0 | TFP1120
2527 | 52-287-1-124 | 2962.75 | 11--2 |  | 1/2 Solenoid Valve 24vDC 250psi, High pressure | na | na | na | na | 250 psi | Each | 0 | na | 0 | TFP1465
2528 | 20128 | 586.14 | 11--2 |  | Model BT-120 Stand by Batteries, (2 REQ’D) | na | na | na | na | na | Each | 0 | na | 0 | 0
2529 | 20121 | 776.18 | 11--2 |  | Replacement Battery BT-180 18.0 AH Battery | na | na | na | na | na | Each | 0 | na | 0 | TFP1120
2530 | 20235 | 8290.65 | 11--2 |  | Model PFC 4410 Fire Control Panel. | na | na | na | na | na | Each | 0 | na | 0 | 0
2531 | 52-311-1-001P | 3491.64 | 11--3 | 0 | Dry Pipe Valve Accelerator ACC-1 Accelerator Only | na | na | na | na | na | Each | 0 | na | 0 | TFP1112 | 0
2532 | 52-311-2-010 | 1352.01 | 11--3 | 0 | TRIM ACC-1 GALV ACCELERATOR | na | na | na | Galvanized | na | Each | 0 | na | 0 | TFP1112 | 0
2533 | 52-311-2-002 | 5011.94 | 11--3 | 0 | ACC-1 ACCELERATOR PACKAGE | na | na | na | na | na | Each | 0 | na | 0 | TFP1112 | 0
2534 | 92-311-1-116P | 1440.16 | 11--3 | 0 | Repair Parts Dry Pipe Valve Accelerator, #ACC-1 | Replace Kit A | na | na | na | na | Each | 0 | na | 0 | TFP1112 | 0
2535 | 92-311-1-117P | 1420.7 | 11--3 | 0 | Repair Parts Dry Pipe Valve Accelerator #ACC-1 | Replace Kit B | na | na | na | na | Each | 0 | na | 0 | TFP1112 | 0
2536 | 92-311-1-118P | 2125.9 | 11--3 | 0 | Repair Parts Dry Pipe Valve Accelerator, #ACC-1 | Replace Kit C | na | na | na | na | Each | 0 | na | 0 | TFP1112 | 0
2537 | 52-324-2-002 | 1975.93 | 12--1 | 0 | Automatic System Air Supply #AMD-1 | na | na | na | na | na | Each | 0 | (Select One) | 0 | TFP1465 | 0
2538 | 52-326-2-001 | 2910.09 | 12--1 | 0 | Automatic System Air Supply #AMD-2 | na | na | na | na | na | Each | 0 | (Select One) | 0 | TFP1460 | 0
2539 | 52-328-2-001 | 3864.85 | 12--1 | 0 | #AMD-3 Nitrogen Air Maint Device | na | na | na | na | na | Each | 0 | (Select One) | 0 | TFP1465 | 0
2540 | 92-324-1-012 | 1514.58 | 12--1 | 0 | Replace Parts, Pressure Regulator AMD-1 | na | na | na | na | na | Each | 0 | na | 0 | TFP1221 | 0
2541 | 92-326-1-001 | 4274.12 | 12--1 | 0 | Replace Parts, Pressure Switch AMD-2 Device | na | na | na | na | na | Each | 0 | na | 0 | TFP1231 | 0
2542 | 92-326-1-003 | 385.8 | 12--1 | 0 | Restrictor Check. Valve AMD-1, AMD-2 Device & AMD-3 Device | na | na | na | na | na | Each | 0 | Air Maint Devices Replace Parts, | 0 | TFP1241 | 0
2543 | 25720 | 772.74 | 12--1 | 0 | Potter Electric, Pressure Switches, PS40-1 | na | na | na | na | na | Each | 0 | na | 0 | 0 | 0
2544 | 25730 | 933.59 | 12--1 | 0 | Potter Electric, Pressure Switches, PS40-2 | na | na | na | na | na | Each | 0 | na | 0 | 0 | 0
2545 | 551010115 | 12947.69 | 13--1 | 0 | Pre-Trimmed DV-5A Deluge Valve with Wet Pilot Actuation | 1-1/2" | na | na | Galvanized | na | Each | 0 | na | 0 | TFP1311 | 0
2546 | 551010120 | 13336.92 | 13--1 | 0 | Pre-Trimmed DV-5A Deluge Valve with Wet Pilot Actuation | 2" | na | na | Galvanized | na | Each | 0 | na | 0 | TFP1311 | 0
2547 | 551010130 | 14000.91 | 13--1 | 0 | Pre-Trimmed DV-5A Deluge Valve with Wet Pilot Actuation | 3" | na | na | Galvanized | na | Each | 0 | na | 0 | TFP1311 | 0
2548 | 551010140 | 17595.58 | 13--1 | 0 | Pre-Trimmed DV-5A Deluge Valve with Wet Pilot Actuation | 4" | na | na | Galvanized | na | Each | 0 | na | 0 | TFP1311 | 0
2549 | 551010160 | 20125.59 | 13--1 | 0 | Pre-Trimmed DV-5A Deluge Valve with Wet Pilot Actuation | 6" | na | na | Galvanized | na | Each | 0 | na | 0 | TFP1311 | 0
2550 | 551010180 | 36129.89 | 13--1 | 0 | Pre-Trimmed DV-5A Deluge Valve with Wet Pilot Actuation | 8" | na | na | Galvanized | na | Each | 0 | na | 0 | TFP1311 | 0
2551 | 551010215 | 15031.23 | 13--1 | 0 | Pre-Trimmed DV-5A Deluge Valve with Dry Pilot Actuation | 1-1/2" | na | na | Galvanized | na | Each | 0 | na | 0 | TFP1316 | 0
2552 | 551010220 | 15420.46 | 13--1 | 0 | Pre-Trimmed DV-5A Deluge Valve with Dry Pilot Actuation | 2" | na | na | Galvanized | na | Each | 0 | na | 0 | TFP1316 | 0
2553 | 551010230 | 16095.89 | 13--1 | 0 | Pre-Trimmed DV-5A Deluge Valve with Dry Pilot Actuation | 3" | na | na | Galvanized | na | Each | 0 | na | 0 | TFP1316 | 0
2554 | 551010240 | 19667.67 | 13--1 | 0 | Pre-Trimmed DV-5A Deluge Valve with Dry Pilot Actuation | 4" | na | na | Galvanized | na | Each | 0 | na | 0 | TFP1316 | 0
2555 | 551010260 | 22163.33 | 13--1 | 0 | Pre-Trimmed DV-5A Deluge Valve with Dry Pilot Actuation | 6" | na | na | Galvanized | na | Each | 0 | na | 0 | TFP1316 | 0
2556 | 551010280 | 38213.43 | 13--1 | 0 | Pre-Trimmed DV-5A Deluge Valve with Dry Pilot Actuation | 8" | na | na | Galvanized | na | Each | 0 | na | 0 | TFP1316 | 0
2557 | 551010315 | 14893.85 | 13--1 | 0 | Pre-Trimmed DV-5A Deluge Valve with Electric Pilot Actuation | 1-1/2" | na | na | Galvanized | na | Each | 0 | na | 0 | TFP1321 | 0
2558 | 551010320 | 15283.08 | 13--1 | 0 | Pre-Trimmed DV-5A Deluge Valve with Electric Pilot Actuation | 2" | na | na | Galvanized | na | Each | 0 | na | 0 | TFP1321 | 0
2559 | 551010330 | 15958.52 | 13--1 | 0 | Pre-Trimmed DV-5A Deluge Valve with Electric Pilot Actuation | 3" | na | na | Galvanized | na | Each | 0 | na | 0 | TFP1321 | 0
2560 | 551010340 | 19530.29 | 13--1 | 0 | Pre-Trimmed DV-5A Deluge Valve with Electric Pilot Actuation | 4" | na | na | Galvanized | na | Each | 0 | na | 0 | TFP1321 | 0
2561 | 551010360 | 22048.85 | 13--1 | 0 | Pre-Trimmed DV-5A Deluge Valve with Electric Pilot Actuation | 6" | na | na | Galvanized | na | Each | 0 | na | 0 | TFP1321 | 0
2562 | 551010380 | 38064.6 | 13--1 | 0 | Pre-Trimmed DV-5A Deluge Valve with Electric Pilot Actuation | 8" | na | na | Galvanized | na | Each | 0 | na | 0 | TFP1321 | 0
2563 | 551010415 | 19198.3 | 13--2 | 0 | Pre-Trimmed DV-5A Deluge Valve with Remote Resetting Actuation | 1-1/2" | na | na | Galvanized | na | Each | 0 | na | 0 | TFP1325 | 0
2564 | 551010420 | 29364.12 | 13--2 | 0 | Pre-Trimmed DV-5A Deluge Valve with Remote Resetting Actuation | 2" | na | na | Galvanized | na | Each | 0 | na | 0 | TFP1325 | 0
2565 | 551010430 | 22128.99 | 13--2 | 0 | Pre-Trimmed DV-5A Deluge Valve with Remote Resetting Actuation | 3" | na | na | Galvanized | na | Each | 0 | na | 0 | TFP1325 | 0
2566 | 551010440 | 26101.44 | 13--2 | 0 | Pre-Trimmed DV-5A Deluge Valve with Remote Resetting Actuation | 4" | na | na | Galvanized | na | Each | 0 | na | 0 | TFP1325 | 0
2567 | 551010460 | 28620 | 13--2 | 0 | Pre-Trimmed DV-5A Deluge Valve with Remote Resetting Actuation | 6" | na | na | Galvanized | na | Each | 0 | na | 0 | TFP1325 | 0
2568 | 551010480 | 42002.72 | 13--2 | 0 | Pre-Trimmed DV-5A Deluge Valve with Remote Resetting Actuation | 8" | na | na | Galvanized | na | Each | 0 | na | 0 | TFP1325 | 0
2569 | 551010530 | 23308.13 | 13--2 | 0 | Pre-Trimmed DV-5A Deluge Valve with Remote Resetting, Pressure Reducing Actuation | 3" | na | na | Galvanized | na | Each | 0 | na | 0 | TFP1326 | 0
2570 | 551010540 | 26879.91 | 13--2 | 0 | Pre-Trimmed DV-5A Deluge Valve with Remote Resetting, Pressure Reducing Actuation | 4" | na | na | Galvanized | na | Each | 0 | na | 0 | TFP1326 | 0
2571 | 551010560 | 31138.56 | 13--2 | 0 | Pre-Trimmed DV-5A Deluge Valve with Remote Resetting, Pressure Reducing Actuation | 6" | na | na | Galvanized | na | Each | 0 | na | 0 | TFP1326 | 0
2572 | 551010580 | 47131.42 | 13--2 | 0 | Pre-Trimmed DV-5A Deluge Valve with Remote Resetting, Pressure Reducing Actuation | 8" | na | na | Galvanized | na | Each | 0 | na | 0 | TFP1326 | 0
2573 | 530010015 | 4369.71 | 13--3 | 0 | DV-5A Deluge Valves, Groove x Groove | 1-1/2" | na | na | Red | 300 psi | Each | 0 | na | 0 | TFP1311, TFP1316, TFP1321, TFP111, TFP1416, TFP1421 | 0
2574 | 530010020 | 4552.87 | 13--3 | 0 | DV-5A Deluge Valves, Groove x Groove | 2" | na | na | Red | 300 psi | Each | 0 | na | 0 | TFP1311, TFP1316, TFP1321, TFP111, TFP1416, TFP1421 | 0
2575 | 530010030 | 4915.78 | 13--3 | 0 | DV-5A Deluge Valves, Groove x Groove | 3" | na | na | Red | 300 psi | Each | 0 | na | 0 | TFP1311, TFP1316, TFP1321, TFP111, TFP1416, TFP1421 | 0
2576 | 530010040 | 8553.95 | 13--3 | 0 | DV-5A Deluge Valves, Groove x Groove | 4" | na | na | Red | 300 psi | Each | 0 | na | 0 | TFP1311, TFP1316, TFP1321, TFP111, TFP1416, TFP1421 | 0
2577 | 530010060 | 10371.89 | 13--3 | 0 | DV-5A Deluge Valves, Groove x Groove | 6" | na | na | Red | 300 psi | Each | 0 | na | 0 | TFP1311, TFP1316, TFP1321, TFP111, TFP1416, TFP1421 | 0
2578 | 530010080 | 29879.28 | 13--3 | 0 | DV-5A Deluge Valves, Groove x Groove | 8" | na | na | Red | 300 psi | Each | 0 | na | 0 | TFP1311, TFP1316, TFP1321, TFP111, TFP1416, TFP1421 | 0
2579 | 530060015 | 4369.71 | 13--3 | 0 | DV-5A Deluge Valves, Thread x Thread | 1-1/2" | na | na | Red | 300 psi | Each | 0 | na | 0 | TFP1311, TFP1316, TFP1321, TFP111, TFP1416, TFP1421 | 0
2580 | 530060020 | 4552.87 | 13--3 | 0 | DV-5A Deluge Valves, Thread x Thread | 2" | na | na | Red | 300 psi | Each | 0 | na | 0 | TFP1311, TFP1316, TFP1321, TFP111, TFP1416, TFP1421 | 0
2581 | 530030030 | 5006.22 | 13--3 | 0 | DV-5A Deluge Valves, Flange x Groove | 3" | na | na | Red | 300 psi | Each | 0 | na | 0 | TFP1311, TFP1316, TFP1321, TFP111, TFP1416, TFP1421 | 0
2582 | 530030040 | 8735.97 | 13--3 | 0 | DV-5A Deluge Valves, Flange x Groove | 4" | na | na | Red | 300 psi | Each | 0 | na | 0 | TFP1311, TFP1316, TFP1321, TFP111, TFP1416, TFP1421 | 0
2583 | 530030060 | 10737.08 | 13--3 | 0 | DV-5A Deluge Valves, Flange x Groove | 6" | na | na | Red | 300 psi | Each | 0 | na | 0 | TFP1311, TFP1316, TFP1321, TFP111, TFP1416, TFP1421 | 0
2584 | 530030080 | 30325.76 | 13--3 | 0 | DV-5A Deluge Valves, Flange x Groove | 8" | na | na | Red | 300 psi | Each | 0 | na | 0 | TFP1311, TFP1316, TFP1321, TFP111, TFP1416, TFP1421 | 0
2585 | 530020030 | 5096.65 | 13--3 | 0 | DV-5A Deluge Valves, Flange x Flange | 3" | na | na | Red | 300 psi | Each | 0 | na | 0 | TFP1311, TFP1316, TFP1321, TFP111, TFP1416, TFP1421 | 0
2586 | 530020040 | 8916.85 | 13--3 | 0 | DV-5A Deluge Valves, Flange x Flange | 4" | na | na | Red | 300 psi | Each | 0 | na | 0 | TFP1311, TFP1316, TFP1321, TFP111, TFP1416, TFP1421 | 0
2587 | 530020060 | 11191.57 | 13--3 | 0 | DV-5A Deluge Valves, Flange x Flange | 6" | na | na | Red | 300 psi | Each | 0 | na | 0 | TFP1311, TFP1316, TFP1321, TFP111, TFP1416, TFP1421 | 0
2588 | 530020080 | 30783.68 | 13--3 | 0 | DV-5A Deluge Valves, Flange x Flange | 8" | na | na | Red | 300 psi | Each | 0 | na | 0 | TFP1311, TFP1316, TFP1321, TFP111, TFP1416, TFP1421 | 0
2589 | 540000120 | 5734.31 | 13--3 | 0 | Trim Kits for DV-5A Deluge Valves Wet Actuation | 1-1/2" and 2" | na | na | Galvanized | na | Each | 0 | na | 0 | TFP1311 | 0
2590 | 540000130 | 5734.31 | 13--3 | 0 | Trim Kits for DV-5A Deluge Valves Wet Actuation | 3" | na | na | Galvanized | na | Each | 0 | na | 0 | TFP1311 | 0
2591 | 540000140 | 5870.54 | 13--3 | 0 | Trim Kits for DV-5A Deluge Valves Wet Actuation | 4" | na | na | Galvanized | na | Each | 0 | na | 0 | TFP1311 | 0
2592 | 540000160 | 5917.48 | 13--3 | 0 | Trim Kits for DV-5A Deluge Valves Wet Actuation | 6" | na | na | Galvanized | na | Each | 0 | na | 0 | TFP1311 | 0
2593 | 540000180 | 5960.98 | 13--3 | 0 | Trim Kits for DV-5A Deluge Valves Wet Actuation | 8" | na | na | Galvanized | na | Each | 0 | na | 0 | TFP1311 | 0
2594 | 540000220 | 7825.86 | 13--3 | 0 | Trim Kits for DV-5A Deluge Valves Dry Actuation | 1-1/2" and 2" | na | na | Galvanized | na | Each | 0 | na | 0 | TFP1316 | 0
2595 | 540000230 | 7825.86 | 13--3 | 0 | Trim Kits for DV-5A Deluge Valves Dry Actuation | 3" | na | na | Galvanized | na | Each | 0 | na | 0 | TFP1316 | 0
2596 | 540000240 | 7960.94 | 13--3 | 0 | Trim Kits for DV-5A Deluge Valves Dry Actuation | 4" | na | na | Galvanized | na | Each | 0 | na | 0 | TFP1316 | 0
2597 | 540000260 | 8006.74 | 13--3 | 0 | Trim Kits for DV-5A Deluge Valves Dry Actuation | 6" | na | na | Galvanized | na | Each | 0 | na | 0 | TFP1316 | 0
2598 | 540000280 | 12083.94 | 13--3 | 0 | Trim Kits for DV-5A Deluge Valves Dry Actuation | 8" | na | na | Galvanized | na | Each | 0 | na | 0 | TFP1316 | 0
2599 | 540000320 | 5734.31 | 13--3 | 0 | Trim Kits for DV-5A Deluge Valves Electric Actuation | 1-1/2" and 2" | na | na | Galvanized | na | Each | 0 | na | 0 | TFP1321 | 0
2600 | 540000330 | 5734.31 | 13--3 | 0 | Trim Kits for DV-5A Deluge Valves Electric Actuation | 3" | na | na | Galvanized | na | Each | 0 | na | 0 | TFP1321 | 0
2601 | 540000340 | 5870.54 | 13--3 | 0 | Trim Kits for DV-5A Deluge Valves Electric Actuation | 4" | na | na | Galvanized | na | Each | 0 | na | 0 | TFP1321 | 0
2602 | 540000360 | 5917.48 | 13--3 | 0 | Trim Kits for DV-5A Deluge Valves Electric Actuation | 6" | na | na | Galvanized | na | Each | 0 | na | 0 | TFP1321 | 0
2603 | 540000380 | 5960.98 | 13--3 | 0 | Trim Kits for DV-5A Deluge Valves Electric Actuation | 8" | na | na | Galvanized | na | Each | 0 | na | 0 | TFP1321 | 0
2604 | 540000420 | 5552.28 | 13--4 | 0 | Trim Kits for DV-5A Deluge Valves Remote Reset Actuation | 1-1/2" and 2" | na | na | Galvanized | na | Each | 0 | na | 0 | TFP1325 | 0
2605 | 540000430 | 5552.28 | 13--4 | 0 | Trim Kits for DV-5A Deluge Valves Remote Reset Actuation | 3" | na | na | Galvanized | na | Each | 0 | na | 0 | TFP1325 | 0
2606 | 540000440 | 5688.52 | 13--4 | 0 | Trim Kits for DV-5A Deluge Valves Remote Reset Actuation | 4" | na | na | Galvanized | na | Each | 0 | na | 0 | TFP1325 | 0
2607 | 540000460 | 5734.31 | 13--4 | 0 | Trim Kits for DV-5A Deluge Valves Remote Reset Actuation | 6" | na | na | Galvanized | na | Each | 0 | na | 0 | TFP1325 | 0
2608 | 540000480 | 5777.81 | 13--4 | 0 | Trim Kits for DV-5A Deluge Valves Remote Reset Actuation | 8" | na | na | Galvanized | na | Each | 0 | na | 0 | TFP1325 | 0
2609 | 540000530 | 6188.79 | 13--4 | 0 | Trim Kits for DV-5A Deluge Valves Remote Reset Pressure Reducing Actuation | 3" | na | na | Galvanized | na | Each | 0 | na | 0 | TFP1326 | 0
2610 | 540000540 | 6325.02 | 13--4 | 0 | Trim Kits for DV-5A Deluge Valves Remote Reset Pressure Reducing Actuation | 4" | na | na | Galvanized | na | Each | 0 | na | 0 | TFP1326 | 0
2611 | 540000560 | 6370.82 | 13--4 | 0 | Trim Kits for DV-5A Deluge Valves Remote Reset Pressure Reducing Actuation | 6" | na | na | Galvanized | na | Each | 0 | na | 0 | TFP1326 | 0
2612 | 540000580 | 6415.46 | 13--4 | 0 | Trim Kits for DV-5A Deluge Valves Remote Reset Pressure Reducing Actuation | 8" | na | na | Galvanized | na | Each | 0 | na | 0 | TFP1326 | 0
2613 | 52-280-1-001P | 2336.54 | 13--5 | 0 | Dry Pilot Actuator Model DP-1 | na | na | na | na | na | Each | 0 | na | 0 | 0 | 0
2614 | 92-280-1-008 | 104.75 | 13--5 | 0 | Replacement Parts for DP-1, Diaphragm | na | na | na | na | na | Each | 0 | na | 0 | TFP1311, TFP1316, TFP1321, TFP111, TFP1416, TFP1421 | 0
2615 | 92-280-1-012 | 946.75 | 13--5 | 0 | Replacement Parts for DP-1, Diaphragm Plate, Sub Assembly | na | na | na | na | na | Each | 0 | na | 0 | TFP1311, TFP1316, TFP1321, TFP111, TFP1416, TFP1421 | 0
2616 | 52-287-1-024 | 1702.32 | 13--5 | 0 | 1/2 Solenoid Valve 24DC | 1/2" | na | na | na | 175 psi | Each | 0 | na | 0 | 0 | 0
2617 | 52-287-1-124 | 2495.67 | 13--5 | 0 | 1/2 Solenoid Valve 24vDC 250psi, High pressure | na | na | na | na | 250 psi | Each | 0 | na | 0 | TFP1465 | 0
2618 | 2460566 | 2198.02 | 13--5 | 0 | 24 VDC Latching Solenoid Valve | na | na | na | na | na | Each | 0 | na | 0 | 0 | 0
2619 | 52-280-1-001P | 2336.54 | 13--5 | 0 | Dry Pilot Actuator Model DP-1 | na | na | na | na | na | Each | 0 | na | 0 | 0 | 0
2620 | 54-500-2-000 | 1072.11 | 13--5 | 0 | Model MC-2 Manual Control | na | na | na | na | na | Each | 0 | na | 0 | TFP1382 | 0
2621 | 25710 | 933.59 | 13--5 | 0 | Potter Electric, Pressure Switches, PS10-2 | na | na | na | na | na | Each | 0 | na | 0 | 0 | 0
2622 | 25730 | 933.59 | 13--5 | 0 | Potter Electric, Pressure Switches, PS40-2 | na | na | na | na | na | Each | 0 | na | 0 | 0 | 0
2623 | 2412 | 862.61 | 13--5 | 0 | OSYSU-2 Monitor Switch, Deluge System | na | na | na | na | na | Each | 0.66 | na | 0 | 0 | 0
2624 | 52-630-1-001P | 1545.48 | 13--5 | 0 | Model WMA-1 Water Motor Alarm | na | na | na | na | na | Each | 0 | na | 0 | TFP1465 | 0
2625 | 20235 | 8290.65 | 13--5 | 0 | Model PFC 4410 Fire Control Panel. | na | na | na | na | na | Each | 0 | na | 0 | 0 | 0
2626 | 545001000 | 832.27 | 13--5 | 0 | Manual ResetActuator (MRA-1) | na | na | na | na | na | Each | 0 | na | 0 | TFP1387 | 0
2627 | 923431004 | 410.42 | 13--5 | 0 | 600 psi Water Pressure Gauge | na | na | na | na | na | Each | 0 | na | 0 | 0 | 0
2628 | 92-343-1-005 | 180.31 | 13--5 | 0 | Water Pressure Gauge, Deluge System | na | na | na | na | na | Each | 0 | na | 0 | 0 | 0
2629 | 52-324-2-002 | 1975.93 | 13--5 | 0 | Automatic System Air Supply #AMD-1 | na | na | na | na | na | Each | 0 | (Select One) | 0 | TFP1465 | 0
2630 | 52-326-2-001 | 2910.09 | 13--5 | 0 | Automatic System Air Supply #AMD-2 | na | na | na | na | na | Each | 0 | (Select One) | 0 | TFP1460 | 0
2631 | 52-328-2-001 | 3864.85 | 13--5 | 0 | #AMD-3 Nitrogen Air Maint Device | na | na | na | na | na | Each | 0 | (Select One) | 0 | TFP1465 | 0
2632 | 547932004 | 175.73 | 13--5 | 0 | Model AD-3 Automatic Drain Valve (TFP 1633) | na | na | na | na | na | Each | 0 | (Select One) | 0 | 0 | 0
2633 | 523531005 | 133.95 | 13--5 | 0 | Y Strainer | na | na | na | na | na | Each | 0 | (Select One) | 0 | 0 | 0
2634 | 923221003 | 370.35 | 13--5 | 0 | Spring Loaded Check Valve | na | na | na | na | na | Each | 0 | (Select One) | 0 | 0 | 0
2635 | 545100068 | 3567.2 | 13--5 | 0 | P1 Pilot Valve 2" thru 6" - 0.125 in. Restriction | 0 | na | na | na | na | Each | 0 | na | 0 | TFP1586 | 0
2636 | 2656 | 365.2 | 13--5 | 0 | Model BT-80 (8 amp) Stand by Batteries, (2 REQ’D) | na | na | na | na | na | Each | 0 | na | 0 | 0 | 0
2637 | 20128 | 586.14 | 13--5 | 0 | Model BT-120 Stand by Batteries, (2 REQ’D) | na | na | na | na | na | Each | 0 | na | 0 | 0 | 0
2638 | 545000020 | 1725.22 | 13--6 | 0 | 2" DV-5A Deluge Replacement Diaphragm | 0 | na | na | na | na | Each | 0 | na | 0 | TFP1586 | 0
2639 | 545000030 | 1769.87 | 13--6 | 0 | 3" DV-5A Deluge Replacement Diaphragm | 0 | na | na | na | na | Each | 0 | na | 0 | TFP1586 | 0
2640 | 545000040 | 4722.3 | 13--6 | 0 | 4" DV-5A Deluge Replacement Diaphragm | 0 | na | na | na | na | Each | 0 | na | 0 | TFP1586 | 0
2641 | 545000060 | 6858.5 | 13--6 | 0 | 6" DV-5A Deluge Replacement Diaphragm | 0 | na | na | na | na | Each | 0 | na | 0 | TFP1586 | 0
2642 | 545000080 | 13943.67 | 13--6 | 0 | 8" DV-5A Deluge Replacement Diaphragm | 0 | na | na | na | na | Each | 0 | na | 0 | TFP1586 | 0
2643 | 551011115 | 13840.64 | 14--1 | 0 | Pre-Trimmed DV-5A Single Interlock Wet Actuation Trim | 1-1/2" | na | na | Galvanized | na | Each | 0 | na | 0 | TFP1411 | 0
2644 | 551011120 | 14035.25 | 14--1 | 0 | Pre-Trimmed DV-5A Single Interlock Wet Actuation Trim | 2" | na | na | Galvanized | na | Each | 0 | na | 0 | TFP1411 | 0
2645 | 551011130 | 14493.17 | 14--1 | 0 | Pre-Trimmed DV-5A Single Interlock Wet Actuation Trim | 3" | na | na | Galvanized | na | Each | 0 | na | 0 | TFP1411 | 0
2646 | 551011140 | 19152.51 | 14--1 | 0 | Pre-Trimmed DV-5A Single Interlock Wet Actuation Trim | 4" | na | na | Galvanized | na | Each | 0 | na | 0 | TFP1411 | 0
2647 | 551011160 | 21751.2 | 14--1 | 0 | Pre-Trimmed DV-5A Single Interlock Wet Actuation Trim | 6" | na | na | Galvanized | na | Each | 0 | na | 0 | TFP1411 | 0
2648 | 551011180 | 38453.84 | 14--1 | 0 | Pre-Trimmed DV-5A Single Interlock Wet Actuation Trim | 8" | na | na | Galvanized | na | Each | 0 | na | 0 | TFP1411 | 0
2649 | 551011215 | 15695.21 | 14--1 | 0 | Pre-Trimmed DV-5A Single Interlock Dry Actuation Trim | 1-1/2" | na | na | Galvanized | na | Each | 0 | na | 0 | TFP1416 | 0
2650 | 551011220 | 15889.83 | 14--1 | 0 | Pre-Trimmed DV-5A Single Interlock Dry Actuation Trim | 2" | na | na | Galvanized | na | Each | 0 | na | 0 | TFP1416 | 0
2651 | 551011230 | 16359.2 | 14--1 | 0 | Pre-Trimmed DV-5A Single Interlock Dry Actuation Trim | 3" | na | na | Galvanized | na | Each | 0 | na | 0 | TFP1416 | 0
2652 | 551011240 | 21018.53 | 14--1 | 0 | Pre-Trimmed DV-5A Single Interlock Dry Actuation Trim | 4" | na | na | Galvanized | na | Each | 0 | na | 0 | TFP1416 | 0
2653 | 551011260 | 23605.78 | 14--1 | 0 | Pre-Trimmed DV-5A Single Interlock Dry Actuation Trim | 6" | na | na | Galvanized | na | Each | 0 | na | 0 | TFP1416 | 0
2654 | 551011280 | 40296.96 | 14--1 | 0 | Pre-Trimmed DV-5A Single Interlock Dry Actuation Trim | 8" | na | na | Galvanized | na | Each | 0 | na | 0 | TFP1416 | 0
2655 | 551011315 | 15546.39 | 14--1 | 0 | Pre-Trimmed DV-5A Single Interlock Electric Actuation Trim | 1-1/2" | na | na | Galvanized | na | Each | 0 | na | 0 | TFP1421 | 0
2656 | 551011320 | 15775.35 | 14--1 | 0 | Pre-Trimmed DV-5A Single Interlock Electric Actuation Trim | 2" | na | na | Galvanized | na | Each | 0 | na | 0 | TFP1421 | 0
2657 | 551011330 | 16198.92 | 14--1 | 0 | Pre-Trimmed DV-5A Single Interlock Electric Actuation Trim | 3" | na | na | Galvanized | na | Each | 0 | na | 0 | TFP1421 | 0
2658 | 551011340 | 20869.71 | 14--1 | 0 | Pre-Trimmed DV-5A Single Interlock Electric Actuation Trim | 4" | na | na | Galvanized | na | Each | 0 | na | 0 | TFP1421 | 0
2659 | 551011360 | 23468.4 | 14--1 | 0 | Pre-Trimmed DV-5A Single Interlock Electric Actuation Trim | 6" | na | na | Galvanized | na | Each | 0 | na | 0 | TFP1421 | 0
2660 | 551011380 | 40159.59 | 14--1 | 0 | Pre-Trimmed DV-5A Single Interlock Electric Actuation Trim | 8" | na | na | Galvanized | na | Each | 0 | na | 0 | TFP1421 | 0
2661 | 551011415 | 19988.21 | 14--2 | 0 | Pre-trimmed DV-5A Valve Double Interlock Electric/Pneumatic Pilot Actuation | 1-1/2" | na | na | Galvanized | na | Each | 0 | na | 0 | TFP1461 | 0
2662 | 551011420 | 20068.35 | 14--2 | 0 | Pre-trimmed DV-5A Valve Double Interlock Electric/Pneumatic Pilot Actuation | 2" | na | na | Galvanized | na | Each | 0 | na | 0 | TFP1461 | 0
2663 | 551011430 | 20617.85 | 14--2 | 0 | Pre-trimmed DV-5A Valve Double Interlock Electric/Pneumatic Pilot Actuation | 3" | na | na | Galvanized | na | Each | 0 | na | 0 | TFP1461 | 0
2664 | 551011440 | 24269.76 | 14--2 | 0 | Pre-trimmed DV-5A Valve Double Interlock Electric/Pneumatic Pilot Actuation | 4" | na | na | Galvanized | na | Each | 0 | na | 0 | TFP1461 | 0
2665 | 551011460 | 26857.01 | 14--2 | 0 | Pre-trimmed DV-5A Valve Double Interlock Electric/Pneumatic Pilot Actuation | 6" | na | na | Galvanized | na | Each | 0 | na | 0 | TFP1461 | 0
2666 | 551011480 | 44017.56 | 14--2 | 0 | Pre-trimmed DV-5A Valve Double Interlock Electric/Pneumatic Pilot Actuation | 8" | na | na | Galvanized | na | Each | 0 | na | 0 | TFP1461 | 0
2667 | 551011515 | 15695.21 | 14--2 | 0 | Pre-trimmed DV-5A Valve Double Interlock Electric/Electric Pilot Actuation | 1-1/2" | na | na | Galvanized | na | Each | 0 | na | 0 | TFP1466 | 0
2668 | 551011520 | 15889.83 | 14--2 | 0 | Pre-trimmed DV-5A Valve Double Interlock Electric/Electric Pilot Actuation | 2" | na | na | Galvanized | na | Each | 0 | na | 0 | TFP1466 | 0
2669 | 551011530 | 16359.2 | 14--2 | 0 | Pre-trimmed DV-5A Valve Double Interlock Electric/Electric Pilot Actuation | 3" | na | na | Galvanized | na | Each | 0 | na | 0 | TFP1466 | 0
2670 | 551011540 | 21018.53 | 14--2 | 0 | Pre-trimmed DV-5A Valve Double Interlock Electric/Electric Pilot Actuation | 4" | na | na | Galvanized | na | Each | 0 | na | 0 | TFP1466 | 0
2671 | 551011560 | 23605.78 | 14--2 | 0 | Pre-trimmed DV-5A Valve Double Interlock Electric/Electric Pilot Actuation | 6" | na | na | Galvanized | na | Each | 0 | na | 0 | TFP1466 | 0
2672 | 551011580 | 40296.96 | 14--2 | 0 | Pre-trimmed DV-5A Valve Double Interlock Electric/Electric Pilot Actuation | 8" | na | na | Galvanized | na | Each | 0 | na | 0 | TFP1466 | 0
2673 | 530010015 | 4369.71 | 14--3 | 0 | DV-5A Deluge Valves, Groove x Groove | 1-1/2" | na | na | Red | 300 psi | Each | 0 | na | 0 | TFP1311, TFP1316, TFP1321, TFP111, TFP1416, TFP1421 | 0
2674 | 530010020 | 4552.87 | 14--3 | 0 | DV-5A Deluge Valves, Groove x Groove | 2" | na | na | Red | 300 psi | Each | 0 | na | 0 | TFP1311, TFP1316, TFP1321, TFP111, TFP1416, TFP1421 | 0
2675 | 530010030 | 4915.78 | 14--3 | 0 | DV-5A Deluge Valves, Groove x Groove | 3" | na | na | Red | 300 psi | Each | 0 | na | 0 | TFP1311, TFP1316, TFP1321, TFP111, TFP1416, TFP1421 | 0
2676 | 530010040 | 8553.95 | 14--3 | 0 | DV-5A Deluge Valves, Groove x Groove | 4" | na | na | Red | 300 psi | Each | 0 | na | 0 | TFP1311, TFP1316, TFP1321, TFP111, TFP1416, TFP1421 | 0
2677 | 530010060 | 10371.89 | 14--3 | 0 | DV-5A Deluge Valves, Groove x Groove | 6" | na | na | Red | 300 psi | Each | 0 | na | 0 | TFP1311, TFP1316, TFP1321, TFP111, TFP1416, TFP1421 | 0
2678 | 530010080 | 29879.28 | 14--3 | 0 | DV-5A Deluge Valves, Groove x Groove | 8" | na | na | Red | 300 psi | Each | 0 | na | 0 | TFP1311, TFP1316, TFP1321, TFP111, TFP1416, TFP1421 | 0
2679 | 530060015 | 4369.71 | 14--3 | 0 | DV-5A Deluge Valves, Thread x Thread | 1-1/2" | na | na | Red | 300 psi | Each | 0 | na | 0 | TFP1311, TFP1316, TFP1321, TFP111, TFP1416, TFP1421 | 0
2680 | 530060020 | 4552.87 | 14--3 | 0 | DV-5A Deluge Valves, Thread x Thread | 2" | na | na | Red | 300 psi | Each | 0 | na | 0 | TFP1311, TFP1316, TFP1321, TFP111, TFP1416, TFP1421 | 0
2681 | 530030030 | 5006.22 | 14--3 | 0 | DV-5A Deluge Valves, Flange x Groove | 3" | na | na | Red | 300 psi | Each | 0 | na | 0 | TFP1311, TFP1316, TFP1321, TFP111, TFP1416, TFP1421 | 0
2682 | 530030040 | 8735.97 | 14--3 | 0 | DV-5A Deluge Valves, Flange x Groove | 4" | na | na | Red | 300 psi | Each | 0 | na | 0 | TFP1311, TFP1316, TFP1321, TFP111, TFP1416, TFP1421 | 0
2683 | 530030060 | 10737.08 | 14--3 | 0 | DV-5A Deluge Valves, Flange x Groove | 6" | na | na | Red | 300 psi | Each | 0 | na | 0 | TFP1311, TFP1316, TFP1321, TFP111, TFP1416, TFP1421 | 0
2684 | 530030080 | 30325.76 | 14--3 | 0 | DV-5A Deluge Valves, Flange x Groove | 8" | na | na | Red | 300 psi | Each | 0 | na | 0 | TFP1311, TFP1316, TFP1321, TFP111, TFP1416, TFP1421 | 0
2685 | 530020030 | 5096.65 | 14--3 | 0 | DV-5A Deluge Valves, Flange x Flange | 3" | na | na | Red | 300 psi | Each | 0 | na | 0 | TFP1311, TFP1316, TFP1321, TFP111, TFP1416, TFP1421 | 0
2686 | 530020040 | 8916.85 | 14--3 | 0 | DV-5A Deluge Valves, Flange x Flange | 4" | na | na | Red | 300 psi | Each | 0 | na | 0 | TFP1311, TFP1316, TFP1321, TFP111, TFP1416, TFP1421 | 0
2687 | 530020060 | 11191.57 | 14--3 | 0 | DV-5A Deluge Valves, Flange x Flange | 6" | na | na | Red | 300 psi | Each | 0 | na | 0 | TFP1311, TFP1316, TFP1321, TFP111, TFP1416, TFP1421 | 0
2688 | 530020080 | 30783.68 | 14--3 | 0 | DV-5A Deluge Valves, Flange x Flange | 8" | na | na | Red | 300 psi | Each | 0 | na | 0 | TFP1311, TFP1316, TFP1321, TFP111, TFP1416, TFP1421 | 0
2689 | 540001120 | 8553.95 | 14--3 | 0 | Single Interlock Wet Actuation Trim Kit | 1-1/2" and 2" | na | na | Galvanized | na | Each | 0 | na | 0 | TFP1411 | 0
2690 | 540001130 | 9097.73 | 14--3 | 0 | Single Interlock Wet Actuation Trim Kit | 3" | na | na | Galvanized | na | Each | 0 | na | 0 | TFP1411 | 0
2691 | 540001140 | 14194.38 | 14--3 | 0 | Single Interlock Wet Actuation Trim Kit | 4" | na | na | Galvanized | na | Each | 0 | na | 0 | TFP1411 | 0
2692 | 540001160 | 9644.94 | 14--3 | 0 | Single Interlock Wet Actuation Trim Kit | 6" | na | na | Galvanized | na | Each | 0 | na | 0 | TFP1411 | 0
2693 | 540001180 | 9826.97 | 14--3 | 0 | Single Interlock Wet Actuation Trim Kit | 8" | na | na | Galvanized | na | Each | 0 | na | 0 | TFP1411 | 0
2694 | 540001220 | 11097.7 | 14--3 | 0 | Single Interlock Dry Actuation Trim Kit | 1-1/2" and 2" | na | na | Galvanized | na | Each | 0 | na | 0 | TFP1416 | 0
2695 | 540001230 | 11654.07 | 14--3 | 0 | Single Interlock Dry Actuation Trim Kit | 3" | na | na | Galvanized | na | Each | 0 | na | 0 | TFP1416 | 0
2696 | 540001240 | 12008.96 | 14--3 | 0 | Single Interlock Dry Actuation Trim Kit | 4" | na | na | Galvanized | na | Each | 0 | na | 0 | TFP1416 | 0
2697 | 540001260 | 12192.12 | 14--3 | 0 | Single Interlock Dry Actuation Trim Kit | 6" | na | na | Galvanized | na | Each | 0 | na | 0 | TFP1416 | 0
2698 | 540001280 | 12375.29 | 14--3 | 0 | Single Interlock Dry Actuation Trim Kit | 8" | na | na | Galvanized | na | Each | 0 | na | 0 | TFP1416 | 0
2699 | 540001320 | 8735.97 | 14--3 | 0 | Single Interlock Electric Actuation Trim Kit | 1-1/2" and 2" | na | na | Galvanized | na | Each | 0 | na | 0 | TFP1421 | 0
2700 | 540001330 | 9280.9 | 14--3 | 0 | Single Interlock Electric Actuation Trim Kit | 3" | na | na | Galvanized | na | Each | 0 | na | 0 | TFP1421 | 0
2701 | 540001340 | 9644.94 | 14--3 | 0 | Single Interlock Electric Actuation Trim Kit | 4" | na | na | Galvanized | na | Each | 0 | na | 0 | TFP1421 | 0
2702 | 540001360 | 9826.97 | 14--3 | 0 | Single Interlock Electric Actuation Trim Kit | 6" | na | na | Galvanized | na | Each | 0 | na | 0 | TFP1421 | 0
2703 | 540001380 | 10007.85 | 14--3 | 0 | Single Interlock Electric Actuation Trim Kit | 8" | na | na | Galvanized | na | Each | 0 | na | 0 | TFP1421 | 0
2704 | 540001420 | 11470.9 | 14--4 | 0 | Double Interlock Electric/Pneumatic Pilot Actuation Trim Kit | 1-1/2" and 2" | na | na | Galvanized | na | Each | 0 | na | 0 | TFP1461 | 0
2705 | 540001430 | 12008.96 | 14--4 | 0 | Double Interlock Electric/Pneumatic Pilot Actuation Trim Kit | 3" | na | na | Galvanized | na | Each | 0 | na | 0 | TFP1461 | 0
2706 | 540001440 | 12375.29 | 14--4 | 0 | Double Interlock Electric/Pneumatic Pilot Actuation Trim Kit | 4" | na | na | Galvanized | na | Each | 0 | na | 0 | TFP1461 | 0
2707 | 540001460 | 12558.46 | 14--4 | 0 | Double Interlock Electric/Pneumatic Pilot Actuation Trim Kit | 6" | na | na | Galvanized | na | Each | 0 | na | 0 | TFP1461 | 0
2708 | 540001480 | 19112.45 | 14--4 | 0 | Double Interlock Electric/Pneumatic Pilot Actuation Trim Kit | 8" | na | na | Galvanized | na | Each | 0 | na | 0 | TFP1461 | 0
2709 | 540001520 | 8735.97 | 14--4 | 0 | Double Interlock Electric/Electric Pilot Actuation Trim Kit | 1-1/2" and 2" | na | na | Galvanized | na | Each | 0 | na | 0 | TFP1466 | 0
2710 | 540001530 | 9280.9 | 14--4 | 0 | Double Interlock Electric/Electric Pilot Actuation Trim Kit | 3" | na | na | Galvanized | na | Each | 0 | na | 0 | TFP1466 | 0
2711 | 540001540 | 9644.94 | 14--4 | 0 | Double Interlock Electric/Electric Pilot Actuation Trim Kit | 4" | na | na | Galvanized | na | Each | 0 | na | 0 | TFP1466 | 0
2712 | 540001560 | 9826.97 | 14--4 | 0 | Double Interlock Electric/Electric Pilot Actuation Trim Kit | 6" | na | na | Galvanized | na | Each | 0 | na | 0 | TFP1466 | 0
2713 | 540001580 | 10007.85 | 14--4 | 0 | Double Interlock Electric/Electric Pilot Actuation Trim Kit | 8" | na | na | Galvanized | na | Each | 0 | na | 0 | TFP1466 | 0
2714 | 52-280-1-001P | 2336.54 | 14--4 | 0 | Dry Pilot Actuator Model DP-1 | na | na | na | na | na | Each | 0 | na | 0 | 0 | 0
2715 | 92-280-1-008 | 104.75 | 14--4 | 0 | Replacement Parts for DP-1, Diaphragm | na | na | na | na | na | Each | 0 | na | 0 | TFP1311, TFP1316, TFP1321, TFP111, TFP1416, TFP1421 | 0
2716 | 92-280-1-012 | 946.75 | 14--4 | 0 | Replacement Parts for DP-1, Diaphragm Plate, Sub Assembly | na | na | na | na | na | Each | 0 | na | 0 | TFP1311, TFP1316, TFP1321, TFP111, TFP1416, TFP1421 | 0
2717 | 52-287-1-024 | 1702.32 | 14--5 | 0 | 1/2 Solenoid Valve 24DC | 1/2" | na | na | na | 175 psi | Each | 0 | na | 0 | 0 | 0
2718 | 52-287-1-124 | 2495.67 | 14--5 | 0 | 1/2 Solenoid Valve 24vDC 250psi, High pressure | na | na | na | na | 250 psi | Each | 0 | na | 0 | TFP1465 | 0
2719 | 52-280-1-001P | 2336.54 | 14--5 | 0 | Dry Pilot Actuator Model DP-1 | na | na | na | na | na | Each | 0 | na | 0 | 0 | 0
2720 | 54-500-2-000 | 1072.11 | 14--5 | 0 | Model MC-2 Manual Control | na | na | na | na | na | Each | 0 | na | 0 | TFP1382 | 0
2721 | 25710 | 933.59 | 14--5 | 0 | Potter Electric, Pressure Switches, PS10-2 | na | na | na | na | na | Each | 0 | na | 0 | 0 | 0
2722 | 25730 | 933.59 | 14--5 | 0 | Potter Electric, Pressure Switches, PS40-2 | na | na | na | na | na | Each | 0 | na | 0 | 0 | 0
2723 | 2412 | 862.61 | 14--5 | 0 | OSYSU-2 Monitor Switch, Deluge System | na | na | na | na | na | Each | 0.66 | na | 0 | 0 | 0
2724 | 52-630-1-001P | 1545.48 | 14--5 | 0 | Model WMA-1 Water Motor Alarm | na | na | na | na | na | Each | 0 | na | 0 | TFP1465 | 0
2725 | 20235 | 8290.65 | 14--5 | 0 | Model PFC 4410 Fire Control Panel. | na | na | na | na | na | Each | 0 | na | 0 | 0 | 0
2726 | 545001000 | 832.27 | 14--5 | 0 | Manual ResetActuator (MRA-1) | na | na | na | na | na | Each | 0 | na | 0 | TFP1387 | 0
2727 | 923431004 | 410.42 | 14--5 | 0 | 600 psi Water Pressure Gauge | na | na | na | na | na | Each | 0 | na | 0 | 0 | 0
2728 | 92-343-1-005 | 180.31 | 14--5 | 0 | Water Pressure Gauge, Deluge System | na | na | na | na | na | Each | 0 | na | 0 | 0 | 0
2729 | 52-324-2-002 | 1975.93 | 14--5 | 0 | Automatic System Air Supply #AMD-1 | na | na | na | na | na | Each | 0 | (Select One) | 0 | TFP1465 | 0
2730 | 52-326-2-001 | 2910.09 | 14--5 | 0 | Automatic System Air Supply #AMD-2 | na | na | na | na | na | Each | 0 | (Select One) | 0 | TFP1460 | 0
2731 | 52-328-2-001 | 3864.85 | 14--5 | 0 | #AMD-3 Nitrogen Air Maint Device | na | na | na | na | na | Each | 0 | (Select One) | 0 | TFP1465 | 0
2732 | 547932004 | 175.73 | 14--5 | 0 | Model AD-3 Automatic Drain Valve (TFP 1633) | na | na | na | na | na | Each | 0 | (Select One) | 0 | 0 | 0
2733 | 523531005 | 133.95 | 14--5 | 0 | Y Strainer | na | na | na | na | na | Each | 0 | (Select One) | 0 | 0 | 0
2734 | 923221003 | 370.35 | 14--5 | 0 | Spring Loaded Check Valve | na | na | na | na | na | Each | 0 | (Select One) | 0 | 0 | 0
2735 | 52-150-1-001 | 9294.64 | 14--5 | 0 | Automatic System #G16AC812 Supervisory Air Supply | na | na | na | na | 10 psi | Each | 0 | Nominal 10 PSI (0,69 bar) for Models F445 and (DV-1) Preaction Systems | 0 | TFP1620 | 0
2736 | 2656 | 365.2 | 14--5 | 0 | Model BT-80 (8 amp) Stand by Batteries, (2 REQ’D) | na | na | na | na | na | Each | 0 | na | 0 | 0 | 0
2737 | 20128 | 586.14 | 14--5 | 0 | Model BT-120 Stand by Batteries, (2 REQ’D) | na | na | na | na | na | Each | 0 | na | 0 | 0 | 0
2738 | 545000020 | 1725.22 | 14--5 | 0 | 2" DV-5A Deluge Replacement Diaphragm | 0 | na | na | na | na | Each | 0 | na | 0 | TFP1586 | 0
2739 | 545000030 | 1769.87 | 14--5 | 0 | 3" DV-5A Deluge Replacement Diaphragm | 0 | na | na | na | na | Each | 0 | na | 0 | TFP1586 | 0
2740 | 545000040 | 4722.3 | 14--5 | 0 | 4" DV-5A Deluge Replacement Diaphragm | 0 | na | na | na | na | Each | 0 | na | 0 | TFP1586 | 0
2741 | 545000060 | 6858.5 | 14--5 | 0 | 6" DV-5A Deluge Replacement Diaphragm | 0 | na | na | na | na | Each | 0 | na | 0 | TFP1586 | 0
2742 | 545000080 | 13943.67 | 14--5 | 0 | 8" DV-5A Deluge Replacement Diaphragm | 0 | na | na | na | na | Each | 0 | na | 0 | TFP1586 | 0
2743 | 53010101A0 | 43422.27 | 14--6 | 0 | Red-E DV-5A -- 1-1/2" Deluge with Wet Actuation, Galvanized Trim, Control Panel | 1-1/2" | na | na | Galvanized | na | Each | 0 | All quotes are FOB manufacturer and are considered “Special Order” and are Non-Returnable. | 0 | TFP1301 | 0
2744 | 53020101A0 | 43925.98 | 14--6 | 0 | Red-E DV-5A -- 2" Deluge with Wet Actuation, Galvanized Trim, Control Panel | 2" | na | na | Galvanized | na | Each | 0 | All quotes are FOB manufacturer and are considered “Special Order” and are Non-Returnable. | 0 | TFP1301 | 0
2745 | 53030101A0 | 44372.45 | 14--6 | 0 | Red-E DV-5A -- 3" Deluge with Wet Actuation, Galvanized Trim, Control Panel | 3" | na | na | Galvanized | na | Each | 0 | All quotes are FOB manufacturer and are considered “Special Order” and are Non-Returnable. | 0 | TFP1301 | 0
2746 | 53040101A0 | 47223 | 14--6 | 0 | Red-E DV-5A -- 4" Deluge with Wet Actuation, Galvanized Trim, Control Panel | 4" | na | na | Galvanized | na | Each | 0 | All quotes are FOB manufacturer and are considered “Special Order” and are Non-Returnable. | 0 | TFP1301 | 0
2747 | 53060101A0 | 51229.8 | 14--6 | 0 | Red-E DV-5A -- 6" Deluge with Wet Actuation, Galvanized Trim, Control Panel | 6" | na | na | Galvanized | na | Each | 0 | All quotes are FOB manufacturer and are considered “Special Order” and are Non-Returnable. | 0 | TFP1301 | 0
2748 | 53080101A0 | 68024.02 | 14--6 | 0 | Red-E DV-5A -- 8" Deluge with Wet Actuation, Galvanized Trim, Control Panel | 8" | na | na | Galvanized | na | Each | 0 | All quotes are FOB manufacturer and are considered “Special Order” and are Non-Returnable. | 0 | TFP1301 | 0
2749 | 53010201A1 | 45792 | 14--6 | 0 | Red-E DV-5A -- 1-1/2" Deluge with Dry Actuation, Galvanized Trim, Control Panel | 1-1/2" | 1/6 Hp | na | Galvanized | na | Each | 0 | All quotes are FOB manufacturer and are considered “Special Order” and are Non-Returnable. | 0 | TFP1301 | 0
2750 | 53020201A1 | 46352.96 | 14--6 | 0 | Red-E DV-5A -- 2" Deluge with Dry Actuation, Galvanized Trim, Control Panel | 2" | 1/6 Hp | na | Galvanized | na | Each | 0 | All quotes are FOB manufacturer and are considered “Special Order” and are Non-Returnable. | 0 | TFP1301 | 0
2751 | 53030201A1 | 46753.64 | 14--6 | 0 | Red-E DV-5A -- 3" Deluge with Dry Actuation, Galvanized Trim, Control Panel | 3" | 1/6 Hp | na | Galvanized | na | Each | 0 | All quotes are FOB manufacturer and are considered “Special Order” and are Non-Returnable. | 0 | TFP1301 | 0
2752 | 53040201A1 | 49501.16 | 14--6 | 0 | Red-E DV-5A -- 4" Deluge with Dry Actuation, Galvanized Trim, Control Panel | 4" | 1/6 Hp | na | Galvanized | na | Each | 0 | All quotes are FOB manufacturer and are considered “Special Order” and are Non-Returnable. | 0 | TFP1301 | 0
2753 | 53060201A1 | 53519.4 | 14--6 | 0 | Red-E DV-5A -- 6" Deluge with Dry Actuation, Galvanized Trim, Control Panel | 6" | 1/6 Hp | na | Galvanized | na | Each | 0 | All quotes are FOB manufacturer and are considered “Special Order” and are Non-Returnable. | 0 | TFP1301 | 0
2754 | 53080201A1 | 70313.62 | 14--6 | 0 | Red-E DV-5A -- 8" Deluge with Dry Actuation, Galvanized Trim, Control Panel | 8" | 1/6 Hp | na | Galvanized | na | Each | 0 | All quotes are FOB manufacturer and are considered “Special Order” and are Non-Returnable. | 0 | TFP1301 | 0
2755 | 53010301A0 | 45391.32 | 14--7 | 0 | Red-E DV-5A -- 1-1/2" Deluge with Electric Actuation, Galvanized Trim, Control Panel | 1-1/2" | na | na | Galvanized | na | Each | 0 | All quotes are FOB manufacturer and are considered “Special Order” and are Non-Returnable. | 0 | TFP1301 | 0
2756 | 53020301A0 | 45952.28 | 14--7 | 0 | Red-E DV-5A -- 2" Deluge with Electric Actuation, Galvanized Trim, Control Panel | 2" | na | na | Galvanized | na | Each | 0 | All quotes are FOB manufacturer and are considered “Special Order” and are Non-Returnable. | 0 | TFP1301 | 0
2757 | 53030301A0 | 46364.4 | 14--7 | 0 | Red-E DV-5A -- 3" Deluge with Electric Actuation, Galvanized Trim, Control Panel | 3" | na | na | Galvanized | na | Each | 0 | All quotes are FOB manufacturer and are considered “Special Order” and are Non-Returnable. | 0 | TFP1301 | 0
2758 | 53040301A0 | 49134.82 | 14--7 | 0 | Red-E DV-5A -- 4" Deluge with Electric Actuation, Galvanized Trim, Control Panel | 4" | na | na | Galvanized | na | Each | 0 | All quotes are FOB manufacturer and are considered “Special Order” and are Non-Returnable. | 0 | TFP1301 | 0
2759 | 53060301A0 | 53118.72 | 14--7 | 0 | Red-E DV-5A -- 6" Deluge with Electric Actuation, Galvanized Trim, Control Panel | 6" | na | na | Galvanized | na | Each | 0 | All quotes are FOB manufacturer and are considered “Special Order” and are Non-Returnable. | 0 | TFP1301 | 0
2760 | 53080301A0 | 69947.28 | 14--7 | 0 | Red-E DV-5A -- 8" Deluge with Electric Actuation, Galvanized Trim, Control Panel | 8" | na | na | Galvanized | na | Each | 0 | All quotes are FOB manufacturer and are considered “Special Order” and are Non-Returnable. | 0 | TFP1301 | 0
2761 | 53010401A0 | 49661.43 | 14--7 | 0 | Red-E DV-5A - 1½" Deluge with Remote Reset actuation, Galvanized trim, Control Panel | 1-1/2" | na | na | Galvanized | na | Each | 0 | All quotes are FOB manufacturer and are considered “Special Order” and are Non-Returnable. | 0 | TFP1301 | 0
2762 | 53020401A0 | 50176.59 | 14--7 | 0 | Red-E DV-5A - 2" Deluge with Remote Reset actuation, Galvanized trim, Control Panel | 2" | na | na | Galvanized | na | Each | 0 | All quotes are FOB manufacturer and are considered “Special Order” and are Non-Returnable. | 0 | TFP1301 | 0
2763 | 53030401A0 | 50600.16 | 14--7 | 0 | Red-E DV-5A - 3" Deluge with Remote Reset actuation, Galvanized trim, Control Panel | 3" | na | na | Galvanized | na | Each | 0 | All quotes are FOB manufacturer and are considered “Special Order” and are Non-Returnable. | 0 | TFP1301 | 0
2764 | 53040401A0 | 53393.48 | 14--7 | 0 | Red-E DV-5A - 4" Deluge with Remote Reset actuation, Galvanized trim, Control Panel | 4" | na | na | Galvanized | na | Each | 0 | All quotes are FOB manufacturer and are considered “Special Order” and are Non-Returnable. | 0 | TFP1301 | 0
2765 | 53060401A0 | 57365.93 | 14--7 | 0 | Red-E DV-5A - 6" Deluge with Remote Reset actuation, Galvanized trim, Control Panel | 6" | na | na | Galvanized | na | Each | 0 | All quotes are FOB manufacturer and are considered “Special Order” and are Non-Returnable. | 0 | TFP1301 | 0
2766 | 53080401A0 | 74183.04 | 14--7 | 0 | Red-E DV-5A - 8" Deluge with Remote Reset actuation, Galvanized trim, Control Panel | 8" | na | na | Galvanized | na | Each | 0 | All quotes are FOB manufacturer and are considered “Special Order” and are Non-Returnable. | 0 | TFP1301 | 0
2767 | 53010501A0 | 53908.64 | 14--7 | 0 | Red-E DV-5A - 1½" Deluge with Remote Reset Pressure Reducing actuation, Galvanized trim, Control Panel | 1-1/2" | na | na | Galvanized | na | Each | 0 | All quotes are FOB manufacturer and are considered “Special Order” and are Non-Returnable. | 0 | TFP1301 | 0
2768 | 53020501A0 | 54423.8 | 14--7 | 0 | Red-E DV-5A - 2" Deluge with Remote Reset Pressure Reducing actuation, Galvanized trim, Control Panel | 2" | na | na | Galvanized | na | Each | 0 | All quotes are FOB manufacturer and are considered “Special Order” and are Non-Returnable. | 0 | TFP1301 | 0
2769 | 53030501A0 | 54858.82 | 14--7 | 0 | Red-E DV-5A - 3" Deluge with Remote Reset Pressure Reducing actuation, Galvanized trim, Control Panel | 3" | na | na | Galvanized | na | Each | 0 | All quotes are FOB manufacturer and are considered “Special Order” and are Non-Returnable. | 0 | TFP1301 | 0
2770 | 53040501A0 | 57629.24 | 14--7 | 0 | Red-E DV-5A - 4" Deluge with Remote Reset Pressure Reducing actuation, Galvanized trim, Control Panel | 4" | na | na | Galvanized | na | Each | 0 | All quotes are FOB manufacturer and are considered “Special Order” and are Non-Returnable. | 0 | TFP1301 | 0
2771 | 53060501A0 | 61624.59 | 14--7 | 0 | Red-E DV-5A - 6" Deluge with Remote Reset Pressure Reducing actuation, Galvanized trim, Control Panel | 6" | na | na | Galvanized | na | Each | 0 | All quotes are FOB manufacturer and are considered “Special Order” and are Non-Returnable. | 0 | TFP1301 | 0
2772 | 53080501A0 | 78441.7 | 14--7 | 0 | Red-E DV-5A - 8" Deluge with Remote Reset Pressure Reducing actuation, Galvanized trim, Control Panel | 8" | na | na | Galvanized | na | Each | 0 | All quotes are FOB manufacturer and are considered “Special Order” and are Non-Returnable. | 0 | TFP1301 | 0
2773 | 53011101A8 | 53862.84 | 14--8 | 0 | Red-E DV-5A - 1½" Single Interlock Preaction with Wet actuation, Galvanized trim, Control Panel | 1-1/2" | SI Compressor | na | Galvanized | na | Each | 0 | All quotes are FOB manufacturer and are considered “Special Order” and are Non-Returnable. | 0 | TFP1401 | 0
2774 | 53021101A8 | 54400.9 | 14--8 | 0 | Red-E DV-5A - 2" Single Interlock Preaction with Wet actuation, Galvanized trim, Control Panel | 2" | SI Compressor | na | Galvanized | na | Each | 0 | All quotes are FOB manufacturer and are considered “Special Order” and are Non-Returnable. | 0 | TFP1401 | 0
2775 | 53031101A8 | 54973.3 | 14--8 | 0 | Red-E DV-5A - 3" Single Interlock Preaction with Wet actuation, Galvanized trim, Control Panel | 3" | SI Compressor | na | Galvanized | na | Each | 0 | All quotes are FOB manufacturer and are considered “Special Order” and are Non-Returnable. | 0 | TFP1401 | 0
2776 | 53041101A8 | 58682.45 | 14--8 | 0 | Red-E DV-5A - 4" Single Interlock Preaction with Wet actuation, Galvanized trim, Control Panel | 4" | SI Compressor | na | Galvanized | na | Each | 0 | All quotes are FOB manufacturer and are considered “Special Order” and are Non-Returnable. | 0 | TFP1401 | 0
2777 | 53061101A8 | 61201.01 | 14--8 | 0 | Red-E DV-5A - 6" Single Interlock Preaction with Wet actuation, Galvanized trim, Control Panel | 6" | SI Compressor | na | Galvanized | na | Each | 0 | All quotes are FOB manufacturer and are considered “Special Order” and are Non-Returnable. | 0 | TFP1401 | 0
2778 | 53081101A8 | POA | 14--8 | 0 | Red-E DV-5A - 8" Single Interlock Preaction with Wet actuation, Galvanized trim, Control Panel | 8" | SI Compressor | na | Galvanized | na | Each | 0 | All quotes are FOB manufacturer and are considered “Special Order” and are Non-Returnable. | 0 | TFP1401 | 0
2779 | 53011201A8 | 56301.27 | 14--8 | 0 | Red-E DV-5A - 1½" Single Interlock Preaction with Dry actuation, Galvanized trim, Control Panel | 1-1/2" | SI Compressor | na | Galvanized | na | Each | 0 | All quotes are FOB manufacturer and are considered “Special Order” and are Non-Returnable. | 0 | TFP1401 | 0
2780 | 53021201A8 | 56770.64 | 14--8 | 0 | Red-E DV-5A - 2" Single Interlock Preaction with Dry actuation, Galvanized trim, Control Panel | 2" | SI Compressor | na | Galvanized | na | Each | 0 | All quotes are FOB manufacturer and are considered “Special Order” and are Non-Returnable. | 0 | TFP1401 | 0
2781 | 53031201A8 | 57365.93 | 14--8 | 0 | Red-E DV-5A - 3" Single Interlock Preaction with Dry actuation, Galvanized trim, Control Panel | 3" | SI Compressor | na | Galvanized | na | Each | 0 | All quotes are FOB manufacturer and are considered “Special Order” and are Non-Returnable. | 0 | TFP1401 | 0
2782 | 53041201A8 | 60983.5 | 14--8 | 0 | Red-E DV-5A - 4" Single Interlock Preaction with Dry actuation, Galvanized trim, Control Panel | 4" | SI Compressor | na | Galvanized | na | Each | 0 | All quotes are FOB manufacturer and are considered “Special Order” and are Non-Returnable. | 0 | TFP1401 | 0
2783 | 53061201A8 | 66249.58 | 14--8 | 0 | Red-E DV-5A - 6" Single Interlock Preaction with Dry actuation, Galvanized trim, Control Panel | 6" | SI Compressor | na | Galvanized | na | Each | 0 | All quotes are FOB manufacturer and are considered “Special Order” and are Non-Returnable. | 0 | TFP1401 | 0
2784 | 53081201A8 | POA | 14--8 | 0 | Red-E DV-5A - 8" Single Interlock Preaction with Dry actuation, Galvanized trim, Control Panel | 8" | SI Compressor | na | Galvanized | na | Each | 0 | All quotes are FOB manufacturer and are considered “Special Order” and are Non-Returnable. | 0 | TFP1401 | 0
2785 | 53011301A8 | 55889.14 | 14--8 | 0 | Red-E DV-5A - 1½" Single Interlock Preaction with Electric actuation, Galvanized trim, Control Panel | 1-1/2" | SI Compressor | na | Galvanized | na | Each | 0 | All quotes are FOB manufacturer and are considered “Special Order” and are Non-Returnable. | 0 | TFP1401 | 0
2786 | 53021301A8 | 56381.4 | 14--8 | 0 | Red-E DV-5A - 2" Single Interlock Preaction with Electric actuation, Galvanized trim, Control Panel | 2" | SI Compressor | na | Galvanized | na | Each | 0 | All quotes are FOB manufacturer and are considered “Special Order” and are Non-Returnable. | 0 | TFP1401 | 0
2787 | 53031301A8 | 56953.8 | 14--8 | 0 | Red-E DV-5A - 3" Single Interlock Preaction with Electric actuation, Galvanized trim, Control Panel | 3" | SI Compressor | na | Galvanized | na | Each | 0 | All quotes are FOB manufacturer and are considered “Special Order” and are Non-Returnable. | 0 | TFP1401 | 0
2788 | 53041301A8 | 60582.82 | 14--8 | 0 | Red-E DV-5A - 4" Single Interlock Preaction with Electric actuation, Galvanized trim, Control Panel | 4" | SI Compressor | na | Galvanized | na | Each | 0 | All quotes are FOB manufacturer and are considered “Special Order” and are Non-Returnable. | 0 | TFP1401 | 0
2789 | 53061301A8 | 65848.9 | 14--8 | 0 | Red-E DV-5A - 6" Single Interlock Preaction with Electric actuation, Galvanized trim, Control Panel | 6" | SI Compressor | na | Galvanized | na | Each | 0 | All quotes are FOB manufacturer and are considered “Special Order” and are Non-Returnable. | 0 | TFP1401 | 0
2790 | 53081301A8 | POA | 14--8 | 0 | Red-E DV-5A - 8" Single Interlock Preaction with Electric actuation, Galvanized trim, Control Panel | 8" | SI Compressor | na | Galvanized | na | Each | 0 | All quotes are FOB manufacturer and are considered “Special Order” and are Non-Returnable. | 0 | TFP1401 | 0
2791 | 53011401A1 | 56953.8 | 14--9 | 0 | Red-E DV-5A - 1½" Double Interlock Preaction with Electric/Pneumatic actuation, Galvanized trim, Control Panel | 1-1/2" | 1/6Hp | na | Galvanized | na | Each | 0 | All quotes are FOB manufacturer and are considered “Special Order” and are Non-Returnable. | 0 | TFP1401 | 0
2792 | 53011401A2 | 58132.95 | 14--9 | 0 | Red-E DV-5A - 1½" Double Interlock Preaction with Electric/Pneumatic actuation, Galvanized trim, Control Panel | 1-1/2" | 1/3Hp | na | Galvanized | na | Each | 0 | All quotes are FOB manufacturer and are considered “Special Order” and are Non-Returnable. | 0 | TFP1401 | 0
2793 | 53011401A3 | 59243.4 | 14--9 | 0 | Red-E DV-5A - 1½" Double Interlock Preaction with Electric/Pneumatic actuation, Galvanized trim, Control Panel | 1-1/2" | 1/2Hp | na | Galvanized | na | Each | 0 | All quotes are FOB manufacturer and are considered “Special Order” and are Non-Returnable. | 0 | TFP1401 | 0
2794 | 53021401A1 | 57537.65 | 14--9 | 0 | Red-E DV-5A - 2" Double Interlock Preaction with Electric/Pneumatic actuation, Galvanized trim, Control Panel | 2" | 1/6Hp | na | Galvanized | na | Each | 0 | All quotes are FOB manufacturer and are considered “Special Order” and are Non-Returnable. | 0 | TFP1401 | 0
2795 | 53021401A2 | 58671 | 14--9 | 0 | Red-E DV-5A - 2" Double Interlock Preaction with Electric/Pneumatic actuation, Galvanized trim, Control Panel | 2" | 1/3Hp | na | Galvanized | na | Each | 0 | All quotes are FOB manufacturer and are considered “Special Order” and are Non-Returnable. | 0 | TFP1401 | 0
2796 | 53021401A3 | 59770.01 | 14--9 | 0 | Red-E DV-5A - 2" Double Interlock Preaction with Electric/Pneumatic actuation, Galvanized trim, Control Panel | 2" | 1/2Hp | na | Galvanized | na | Each | 0 | All quotes are FOB manufacturer and are considered “Special Order” and are Non-Returnable. | 0 | TFP1401 | 0
2797 | 53031401A1 | 58293.22 | 14--9 | 0 | Red-E DV-5A - 3" Double Interlock Preaction with Electric/Pneumatic actuation, Galvanized trim, Control Panel | 3" | 1/6Hp | na | Galvanized | na | Each | 0 | All quotes are FOB manufacturer and are considered “Special Order” and are Non-Returnable. | 0 | TFP1401 | 0
2798 | 53031401A2 | 59403.68 | 14--9 | 0 | Red-E DV-5A - 3" Double Interlock Preaction with Electric/Pneumatic actuation, Galvanized trim, Control Panel | 3" | 1/3Hp | na | Galvanized | na | Each | 0 | All quotes are FOB manufacturer and are considered “Special Order” and are Non-Returnable. | 0 | TFP1401 | 0
2799 | 53031401A3 | 60514.13 | 14--9 | 0 | Red-E DV-5A - 3" Double Interlock Preaction with Electric/Pneumatic actuation, Galvanized trim, Control Panel | 3" | 1/2Hp | na | Galvanized | na | Each | 0 | All quotes are FOB manufacturer and are considered “Special Order” and are Non-Returnable. | 0 | TFP1401 | 0
2800 | 53041401A1 | 62345.81 | 14--9 | 0 | Red-E DV-5A - 4" Double Interlock Preaction with Electric/Pneumatic actuation, Galvanized trim, Control Panel | 4" | 1/6Hp | na | Galvanized | na | Each | 0 | All quotes are FOB manufacturer and are considered “Special Order” and are Non-Returnable. | 0 | TFP1401 | 0
2801 | 53041401A2 | 63433.37 | 14--9 | 0 | Red-E DV-5A - 4" Double Interlock Preaction with Electric/Pneumatic actuation, Galvanized trim, Control Panel | 4" | 1/3Hp | na | Galvanized | na | Each | 0 | All quotes are FOB manufacturer and are considered “Special Order” and are Non-Returnable. | 0 | TFP1401 | 0
2802 | 53041401A3 | 64509.48 | 14--9 | 0 | Red-E DV-5A - 4" Double Interlock Preaction with Electric/Pneumatic actuation, Galvanized trim, Control Panel | 4" | 1/2Hp | na | Galvanized | na | Each | 0 | All quotes are FOB manufacturer and are considered “Special Order” and are Non-Returnable. | 0 | TFP1401 | 0
2803 | 53041401A4 | 66020.62 | 14--9 | 0 | Red-E DV-5A - 4" Double Interlock Preaction with Electric/Pneumatic actuation, Galvanized trim, Control Panel | 4" | 3/4Hp | na | Galvanized | na | Each | 0 | All quotes are FOB manufacturer and are considered “Special Order” and are Non-Returnable. | 0 | TFP1401 | 0
2804 | 53041401A5 | 66180.89 | 14--9 | 0 | Red-E DV-5A - 4" Double Interlock Preaction with Electric/Pneumatic actuation, Galvanized trim, Control Panel | 4" | 1Hp | na | Galvanized | na | Each | 0 | All quotes are FOB manufacturer and are considered “Special Order” and are Non-Returnable. | 0 | TFP1401 | 0
2805 | 53041401A6 | 70027.42 | 14--9 | 0 | Red-E DV-5A - 4" Double Interlock Preaction with Electric/Pneumatic actuation, Galvanized trim, Control Panel | 4" | 1-1/2Hp | na | Galvanized | na | Each | 0 | All quotes are FOB manufacturer and are considered “Special Order” and are Non-Returnable. | 0 | TFP1401 | 0
2806 | 53041401A7 | 71080.64 | 14--9 | 0 | Red-E DV-5A - 4" Double Interlock Preaction with Electric/Pneumatic actuation, Galvanized trim, Control Panel | 4" | 2Hp | na | Galvanized | na | Each | 0 | All quotes are FOB manufacturer and are considered “Special Order” and are Non-Returnable. | 0 | TFP1401 | 0
2807 | 53061401A1 | 65528.36 | 14--9 | 0 | Red-E DV-5A - 6" Double Interlock Preaction with Electric/Pneumatic actuation, Galvanized trim, Control Panel | 6" | 1/6Hp | na | Galvanized | na | Each | 0 | All quotes are FOB manufacturer and are considered “Special Order” and are Non-Returnable. | 0 | TFP1401 | 0
2808 | 53061401A2 | 66638.81 | 14--9 | 0 | Red-E DV-5A - 6" Double Interlock Preaction with Electric/Pneumatic actuation, Galvanized trim, Control Panel | 6" | 1/3Hp | na | Galvanized | na | Each | 0 | All quotes are FOB manufacturer and are considered “Special Order” and are Non-Returnable. | 0 | TFP1401 | 0
2809 | 53061401A3 | 67760.72 | 14--9 | 0 | Red-E DV-5A - 6" Double Interlock Preaction with Electric/Pneumatic actuation, Galvanized trim, Control Panel | 6" | 1/2Hp | na | Galvanized | na | Each | 0 | All quotes are FOB manufacturer and are considered “Special Order” and are Non-Returnable. | 0 | TFP1401 | 0
2810 | 53061401A4 | 68207.19 | 14--9 | 0 | Red-E DV-5A - 6" Double Interlock Preaction with Electric/Pneumatic actuation, Galvanized trim, Control Panel | 6" | 3/4Hp | na | Galvanized | na | Each | 0 | All quotes are FOB manufacturer and are considered “Special Order” and are Non-Returnable. | 0 | TFP1401 | 0
2811 | 53061401A5 | 69420.68 | 14--9 | 0 | Red-E DV-5A - 6" Double Interlock Preaction with Electric/Pneumatic actuation, Galvanized trim, Control Panel | 6" | 1Hp | na | Galvanized | na | Each | 0 | All quotes are FOB manufacturer and are considered “Special Order” and are Non-Returnable. | 0 | TFP1401 | 0
2812 | 53061401A6 | 73438.92 | 14--9 | 0 | Red-E DV-5A - 6" Double Interlock Preaction with Electric/Pneumatic actuation, Galvanized trim, Control Panel | 6" | 1-1/2Hp | na | Galvanized | na | Each | 0 | All quotes are FOB manufacturer and are considered “Special Order” and are Non-Returnable. | 0 | TFP1401 | 0
2813 | 53061401A7 | 73530.51 | 14--9 | 0 | Red-E DV-5A - 6" Double Interlock Preaction with Electric/Pneumatic actuation, Galvanized trim, Control Panel | 6" | 2Hp | na | Galvanized | na | Each | 0 | All quotes are FOB manufacturer and are considered “Special Order” and are Non-Returnable. | 0 | TFP1401 | 0
2814 | 5301140101 | 84451.91 | 14--10 | 0 | Red-E DV-5A - 1½" Double Interlock Preaction with Electric/Pneumatic actuation, Galvanized trim, No Control Panel | 1-1/2" | 1/6Hp | na | Galvanized | na | Each | 0 | All quotes are FOB manufacturer and are considered “Special Order” and are Non-Returnable. | 0 | TFP1401 | 0
2815 | 5301140102 | 57434.62 | 14--10 | 0 | Red-E DV-5A - 1½" Double Interlock Preaction with Electric/Pneumatic actuation, Galvanized trim, No Control Panel | 1-1/2" | 1/3Hp | na | Galvanized | na | Each | 0 | All quotes are FOB manufacturer and are considered “Special Order” and are Non-Returnable. | 0 | TFP1401 | 0
2816 | 5301140103 | 58545.08 | 14--10 | 0 | Red-E DV-5A - 1½" Double Interlock Preaction with Electric/Pneumatic actuation, Galvanized trim, No Control Panel | 1-1/2" | 1/2Hp | na | Galvanized | na | Each | 0 | All quotes are FOB manufacturer and are considered “Special Order” and are Non-Returnable. | 0 | TFP1401 | 0
2817 | 5302140101 | 56827.88 | 14--10 | 0 | Red-E DV-5A - 2" Double Interlock Preaction with Electric/Pneumatic actuation, Galvanized trim, No Control Panel | 2" | 1/6Hp | na | Galvanized | na | Each | 0 | All quotes are FOB manufacturer and are considered “Special Order” and are Non-Returnable. | 0 | TFP1401 | 0
2818 | 5302140102 | 57949.78 | 14--10 | 0 | Red-E DV-5A - 2" Double Interlock Preaction with Electric/Pneumatic actuation, Galvanized trim, No Control Panel | 2" | 1/3Hp | na | Galvanized | na | Each | 0 | All quotes are FOB manufacturer and are considered “Special Order” and are Non-Returnable. | 0 | TFP1401 | 0
2819 | 5302140103 | 59106.03 | 14--10 | 0 | Red-E DV-5A - 2" Double Interlock Preaction with Electric/Pneumatic actuation, Galvanized trim, No Control Panel | 2" | 1/2Hp | na | Galvanized | na | Each | 0 | All quotes are FOB manufacturer and are considered “Special Order” and are Non-Returnable. | 0 | TFP1401 | 0
2820 | 5303140101 | 57583.44 | 14--10 | 0 | Red-E DV-5A - 3" Double Interlock Preaction with Electric/Pneumatic actuation, Galvanized trim, No Control Panel | 3" | 1/6Hp | na | Galvanized | na | Each | 0 | All quotes are FOB manufacturer and are considered “Special Order” and are Non-Returnable. | 0 | TFP1401 | 0
2821 | 5303140102 | 58705.35 | 14--10 | 0 | Red-E DV-5A - 3" Double Interlock Preaction with Electric/Pneumatic actuation, Galvanized trim, No Control Panel | 3" | 1/3Hp | na | Galvanized | na | Each | 0 | All quotes are FOB manufacturer and are considered “Special Order” and are Non-Returnable. | 0 | TFP1401 | 0
2822 | 5303140103 | 59804.36 | 14--10 | 0 | Red-E DV-5A - 3" Double Interlock Preaction with Electric/Pneumatic actuation, Galvanized trim, No Control Panel | 3" | 1/2Hp | na | Galvanized | na | Each | 0 | All quotes are FOB manufacturer and are considered “Special Order” and are Non-Returnable. | 0 | TFP1401 | 0
2823 | 5304140101 | 61681.83 | 14--10 | 0 | Red-E DV-5A - 4" Double Interlock Preaction with Electric/Pneumatic actuation, Galvanized trim, No Control Panel | 4" | 1/6Hp | na | Galvanized | na | Each | 0 | All quotes are FOB manufacturer and are considered “Special Order” and are Non-Returnable. | 0 | TFP1401 | 0
2824 | 5304140102 | 62780.84 | 14--10 | 0 | Red-E DV-5A - 4" Double Interlock Preaction with Electric/Pneumatic actuation, Galvanized trim, No Control Panel | 4" | 1/3Hp | na | Galvanized | na | Each | 0 | All quotes are FOB manufacturer and are considered “Special Order” and are Non-Returnable. | 0 | TFP1401 | 0
2825 | 5304140103 | 63856.95 | 14--10 | 0 | Red-E DV-5A - 4" Double Interlock Preaction with Electric/Pneumatic actuation, Galvanized trim, No Control Panel | 4" | 1/2Hp | na | Galvanized | na | Each | 0 | All quotes are FOB manufacturer and are considered “Special Order” and are Non-Returnable. | 0 | TFP1401 | 0
2826 | 5304140104 | 65356.64 | 14--10 | 0 | Red-E DV-5A - 4" Double Interlock Preaction with Electric/Pneumatic actuation, Galvanized trim, No Control Panel | 4" | 3/4Hp | na | Galvanized | na | Each | 0 | All quotes are FOB manufacturer and are considered “Special Order” and are Non-Returnable. | 0 | TFP1401 | 0
2827 | 5304140105 | 65494.01 | 14--10 | 0 | Red-E DV-5A - 4" Double Interlock Preaction with Electric/Pneumatic actuation, Galvanized trim, No Control Panel | 4" | 1Hp | na | Galvanized | na | Each | 0 | All quotes are FOB manufacturer and are considered “Special Order” and are Non-Returnable. | 0 | TFP1401 | 0
2828 | 5304140106 | 69374.88 | 14--10 | 0 | Red-E DV-5A - 4" Double Interlock Preaction with Electric/Pneumatic actuation, Galvanized trim, No Control Panel | 4" | 1-1/2Hp | na | Galvanized | na | Each | 0 | All quotes are FOB manufacturer and are considered “Special Order” and are Non-Returnable. | 0 | TFP1401 | 0
2829 | 5304140107 | 70405.2 | 14--10 | 0 | Red-E DV-5A - 4" Double Interlock Preaction with Electric/Pneumatic actuation, Galvanized trim, No Control Panel | 4" | 2Hp | na | Galvanized | na | Each | 0 | All quotes are FOB manufacturer and are considered “Special Order” and are Non-Returnable. | 0 | TFP1401 | 0
2830 | 5306140101 | 64875.82 | 14--10 | 0 | Red-E DV-5A - 6" Double Interlock Preaction with Electric/Pneumatic actuation, Galvanized trim, No Control Panel | 6" | 1/6Hp | na | Galvanized | na | Each | 0 | All quotes are FOB manufacturer and are considered “Special Order” and are Non-Returnable. | 0 | TFP1401 | 0
2831 | 5306140102 | 65951.93 | 14--10 | 0 | Red-E DV-5A - 6" Double Interlock Preaction with Electric/Pneumatic actuation, Galvanized trim, No Control Panel | 6" | 1/3Hp | na | Galvanized | na | Each | 0 | All quotes are FOB manufacturer and are considered “Special Order” and are Non-Returnable. | 0 | TFP1401 | 0
2832 | 5306140103 | 67073.84 | 14--10 | 0 | Red-E DV-5A - 6" Double Interlock Preaction with Electric/Pneumatic actuation, Galvanized trim, No Control Panel | 6" | 1/2Hp | na | Galvanized | na | Each | 0 | All quotes are FOB manufacturer and are considered “Special Order” and are Non-Returnable. | 0 | TFP1401 | 0
2833 | 5306140104 | 67520.31 | 14--10 | 0 | Red-E DV-5A - 6" Double Interlock Preaction with Electric/Pneumatic actuation, Galvanized trim, No Control Panel | 6" | 3/4Hp | na | Galvanized | na | Each | 0 | All quotes are FOB manufacturer and are considered “Special Order” and are Non-Returnable. | 0 | TFP1401 | 0
2834 | 5306140105 | 68768.14 | 14--10 | 0 | Red-E DV-5A - 6" Double Interlock Preaction with Electric/Pneumatic actuation, Galvanized trim, No Control Panel | 6" | 1Hp | na | Galvanized | na | Each | 0 | All quotes are FOB manufacturer and are considered “Special Order” and are Non-Returnable. | 0 | TFP1401 | 0
2835 | 5306140106 | 72786.39 | 14--10 | 0 | Red-E DV-5A - 6" Double Interlock Preaction with Electric/Pneumatic actuation, Galvanized trim, No Control Panel | 6" | 1-1/2Hp | na | Galvanized | na | Each | 0 | All quotes are FOB manufacturer and are considered “Special Order” and are Non-Returnable. | 0 | TFP1401 | 0
2836 | 5306140107 | 73805.26 | 14--10 | 0 | Red-E DV-5A - 6" Double Interlock Preaction with Electric/Pneumatic actuation, Galvanized trim, No Control Panel | 6" | 2Hp | na | Galvanized | na | Each | 0 | All quotes are FOB manufacturer and are considered “Special Order” and are Non-Returnable. | 0 | TFP1401 | 0
2837 | 53011501A1 | 56209.68 | 14--11 | 0 | Red-E DV-5A - 1½" Double Interlock Preaction with Electric/Electric actuation, Galvanized trim, Control Panel | 1-1/2" | 1/6Hp | na | Galvanized | na | Each | 0 | All quotes are FOB manufacturer and are considered “Special Order” and are Non-Returnable. | 0 | TFP1401 | 0
2838 | 53011501A2 | 57331.59 | 14--11 | 0 | Red-E DV-5A - 1½" Double Interlock Preaction with Electric/Electric actuation, Galvanized trim, Control Panel | 1-1/2" | 1/3Hp | na | Galvanized | na | Each | 0 | All quotes are FOB manufacturer and are considered “Special Order” and are Non-Returnable. | 0 | TFP1401 | 0
2839 | 53011501A3 | 58453.49 | 14--11 | 0 | Red-E DV-5A - 1½" Double Interlock Preaction with Electric/Electric actuation, Galvanized trim, Control Panel | 1-1/2" | 1/2Hp | na | Galvanized | na | Each | 0 | All quotes are FOB manufacturer and are considered “Special Order” and are Non-Returnable. | 0 | TFP1401 | 0
2840 | 53021501A1 | 56690.5 | 14--11 | 0 | Red-E DV-5A - 2" Double Interlock Preaction with Electric/Electric actuation, Galvanized trim, Control Panel | 2" | 1/6Hp | na | Galvanized | na | Each | 0 | All quotes are FOB manufacturer and are considered “Special Order” and are Non-Returnable. | 0 | TFP1401 | 0
2841 | 53021501A2 | 57892.54 | 14--11 | 0 | Red-E DV-5A - 2" Double Interlock Preaction with Electric/Electric actuation, Galvanized trim, Control Panel | 2" | 1/3Hp | na | Galvanized | na | Each | 0 | All quotes are FOB manufacturer and are considered “Special Order” and are Non-Returnable. | 0 | TFP1401 | 0
2842 | 53021501A3 | 58991.55 | 14--11 | 0 | Red-E DV-5A - 2" Double Interlock Preaction with Electric/Electric actuation, Galvanized trim, Control Panel | 2" | 1/2Hp | na | Galvanized | na | Each | 0 | All quotes are FOB manufacturer and are considered “Special Order” and are Non-Returnable. | 0 | TFP1401 | 0
2843 | 53031501A1 | 57194.21 | 14--11 | 0 | Red-E DV-5A - 3" Double Interlock Preaction with Electric/Electric actuation, Galvanized trim, Control Panel | 3" | 1/6Hp | na | Galvanized | na | Each | 0 | All quotes are FOB manufacturer and are considered “Special Order” and are Non-Returnable. | 0 | TFP1401 | 0
2844 | 53031501A2 | 58327.56 | 14--11 | 0 | Red-E DV-5A - 3" Double Interlock Preaction with Electric/Electric actuation, Galvanized trim, Control Panel | 3" | 1/3Hp | na | Galvanized | na | Each | 0 | All quotes are FOB manufacturer and are considered “Special Order” and are Non-Returnable. | 0 | TFP1401 | 0
2845 | 53031501A3 | 59438.02 | 14--11 | 0 | Red-E DV-5A - 3" Double Interlock Preaction with Electric/Electric actuation, Galvanized trim, Control Panel | 3" | 1/2Hp | na | Galvanized | na | Each | 0 | All quotes are FOB manufacturer and are considered “Special Order” and are Non-Returnable. | 0 | TFP1401 | 0
2846 | 53041501A1 | 60788.88 | 14--11 | 0 | Red-E DV-5A - 4" Double Interlock Preaction with Electric/Electric actuation, Galvanized trim, Control Panel | 4" | 1/6Hp | na | Galvanized | na | Each | 0 | All quotes are FOB manufacturer and are considered “Special Order” and are Non-Returnable. | 0 | TFP1401 | 0
2847 | 53041501A2 | 61876.44 | 14--11 | 0 | Red-E DV-5A - 4" Double Interlock Preaction with Electric/Electric actuation, Galvanized trim, Control Panel | 4" | 1/3Hp | na | Galvanized | na | Each | 0 | All quotes are FOB manufacturer and are considered “Special Order” and are Non-Returnable. | 0 | TFP1401 | 0
2848 | 53041501A3 | 62952.56 | 14--11 | 0 | Red-E DV-5A - 4" Double Interlock Preaction with Electric/Electric actuation, Galvanized trim, Control Panel | 4" | 1/2Hp | na | Galvanized | na | Each | 0 | All quotes are FOB manufacturer and are considered “Special Order” and are Non-Returnable. | 0 | TFP1401 | 0
2849 | 53041501A4 | 64452.24 | 14--11 | 0 | Red-E DV-5A - 4" Double Interlock Preaction with Electric/Electric actuation, Galvanized trim, Control Panel | 4" | 3/4Hp | na | Galvanized | na | Each | 0 | All quotes are FOB manufacturer and are considered “Special Order” and are Non-Returnable. | 0 | TFP1401 | 0
2850 | 53041501A5 | 64612.52 | 14--11 | 0 | Red-E DV-5A - 4" Double Interlock Preaction with Electric/Electric actuation, Galvanized trim, Control Panel | 4" | 1Hp | na | Galvanized | na | Each | 0 | All quotes are FOB manufacturer and are considered “Special Order” and are Non-Returnable. | 0 | TFP1401 | 0
2851 | 53041501A6 | 68459.04 | 14--11 | 0 | Red-E DV-5A - 4" Double Interlock Preaction with Electric/Electric actuation, Galvanized trim, Control Panel | 4" | 1-1/2Hp | na | Galvanized | na | Each | 0 | All quotes are FOB manufacturer and are considered “Special Order” and are Non-Returnable. | 0 | TFP1401 | 0
2852 | 53041501A7 | 69512.26 | 14--11 | 0 | Red-E DV-5A - 4" Double Interlock Preaction with Electric/Electric actuation, Galvanized trim, Control Panel | 4" | 2Hp | na | Galvanized | na | Each | 0 | All quotes are FOB manufacturer and are considered “Special Order” and are Non-Returnable. | 0 | TFP1401 | 0
2853 | 53061501A1 | 66077.86 | 14--11 | 0 | Red-E DV-5A - 6" Double Interlock Preaction with Electric/Electric actuation, Galvanized trim, Control Panel | 6" | 1/6Hp | na | Galvanized | na | Each | 0 | All quotes are FOB manufacturer and are considered “Special Order” and are Non-Returnable. | 0 | TFP1401 | 0
2854 | 53061501A2 | 67176.87 | 14--11 | 0 | Red-E DV-5A - 6" Double Interlock Preaction with Electric/Electric actuation, Galvanized trim, Control Panel | 6" | 1/3Hp | na | Galvanized | na | Each | 0 | All quotes are FOB manufacturer and are considered “Special Order” and are Non-Returnable. | 0 | TFP1401 | 0
2855 | 53061501A3 | 68275.88 | 14--11 | 0 | Red-E DV-5A - 6" Double Interlock Preaction with Electric/Electric actuation, Galvanized trim, Control Panel | 6" | 1/2Hp | na | Galvanized | na | Each | 0 | All quotes are FOB manufacturer and are considered “Special Order” and are Non-Returnable. | 0 | TFP1401 | 0
2856 | 53061501A4 | 69821.36 | 14--11 | 0 | Red-E DV-5A - 6" Double Interlock Preaction with Electric/Electric actuation, Galvanized trim, Control Panel | 6" | 3/4Hp | na | Galvanized | na | Each | 0 | All quotes are FOB manufacturer and are considered “Special Order” and are Non-Returnable. | 0 | TFP1401 | 0
2857 | 53061501A5 | 69970.18 | 14--11 | 0 | Red-E DV-5A - 6" Double Interlock Preaction with Electric/Electric actuation, Galvanized trim, Control Panel | 6" | 1Hp | na | Galvanized | na | Each | 0 | All quotes are FOB manufacturer and are considered “Special Order” and are Non-Returnable. | 0 | TFP1401 | 0
2858 | 53061501A6 | 73988.43 | 14--11 | 0 | Red-E DV-5A - 6" Double Interlock Preaction with Electric/Electric actuation, Galvanized trim, Control Panel | 6" | 1-1/2Hp | na | Galvanized | na | Each | 0 | All quotes are FOB manufacturer and are considered “Special Order” and are Non-Returnable. | 0 | TFP1401 | 0
2859 | 53061501A7 | 75018.75 | 14--11 | 0 | Red-E DV-5A - 6" Double Interlock Preaction with Electric/Electric actuation, Galvanized trim, Control Panel | 6" | 2Hp | na | Galvanized | na | Each | 0 | All quotes are FOB manufacturer and are considered “Special Order” and are Non-Returnable. | 0 | TFP1401 | 0
2860 | 5301150101 | 55488.46 | 14--12 | 0 | Red-E DV-5A - 1½" Double Interlock Preaction with Electric/Electric actuation, Galvanized trim, No Control Panel | 1-1/2" | 1/6Hp | na | Galvanized | na | Each | 0 | All quotes are FOB manufacturer and are considered “Special Order” and are Non-Returnable. | 0 | TFP1401 | 0
2861 | 5301150102 | 56633.26 | 14--12 | 0 | Red-E DV-5A - 1½" Double Interlock Preaction with Electric/Electric actuation, Galvanized trim, No Control Panel | 1-1/2" | 1/3Hp | na | Galvanized | na | Each | 0 | All quotes are FOB manufacturer and are considered “Special Order” and are Non-Returnable. | 0 | TFP1401 | 0
2862 | 5301150103 | 57743.72 | 14--12 | 0 | Red-E DV-5A - 1½" Double Interlock Preaction with Electric/Electric actuation, Galvanized trim, No Control Panel | 1-1/2" | 1/2Hp | na | Galvanized | na | Each | 0 | All quotes are FOB manufacturer and are considered “Special Order” and are Non-Returnable. | 0 | TFP1401 | 0
2863 | 5302150101 | 56003.62 | 14--12 | 0 | Red-E DV-5A - 2" Double Interlock Preaction with Electric/Electric actuation, Galvanized trim, No Control Panel | 2" | 1/6Hp | na | Galvanized | na | Each | 0 | All quotes are FOB manufacturer and are considered “Special Order” and are Non-Returnable. | 0 | TFP1401 | 0
2864 | 5302150102 | 57159.87 | 14--12 | 0 | Red-E DV-5A - 2" Double Interlock Preaction with Electric/Electric actuation, Galvanized trim, No Control Panel | 2" | 1/3Hp | na | Galvanized | na | Each | 0 | All quotes are FOB manufacturer and are considered “Special Order” and are Non-Returnable. | 0 | TFP1401 | 0
2865 | 5302150103 | 58304.67 | 14--12 | 0 | Red-E DV-5A - 2" Double Interlock Preaction with Electric/Electric actuation, Galvanized trim, No Control Panel | 2" | 1/2Hp | na | Galvanized | na | Each | 0 | All quotes are FOB manufacturer and are considered “Special Order” and are Non-Returnable. | 0 | TFP1401 | 0
2866 | 5303150101 | 56484.44 | 14--12 | 0 | Red-E DV-5A - 3" Double Interlock Preaction with Electric/Electric actuation, Galvanized trim, No Control Panel | 3" | 1/6Hp | na | Galvanized | na | Each | 0 | All quotes are FOB manufacturer and are considered “Special Order” and are Non-Returnable. | 0 | TFP1401 | 0
2867 | 5303150102 | 57617.79 | 14--12 | 0 | Red-E DV-5A - 3" Double Interlock Preaction with Electric/Electric actuation, Galvanized trim, No Control Panel | 3" | 1/3Hp | na | Galvanized | na | Each | 0 | All quotes are FOB manufacturer and are considered “Special Order” and are Non-Returnable. | 0 | TFP1401 | 0
2868 | 5303150103 | 58739.69 | 14--12 | 0 | Red-E DV-5A - 3" Double Interlock Preaction with Electric/Electric actuation, Galvanized trim, No Control Panel | 3" | 1/2Hp | na | Galvanized | na | Each | 0 | All quotes are FOB manufacturer and are considered “Special Order” and are Non-Returnable. | 0 | TFP1401 | 0
2869 | 5304150101 | 60124.9 | 14--12 | 0 | Red-E DV-5A - 4" Double Interlock Preaction with Electric/Electric actuation, Galvanized trim, No Control Panel | 4" | 1/6Hp | na | Galvanized | na | Each | 0 | All quotes are FOB manufacturer and are considered “Special Order” and are Non-Returnable. | 0 | TFP1401 | 0
2870 | 5304150102 | 61201.01 | 14--12 | 0 | Red-E DV-5A - 4" Double Interlock Preaction with Electric/Electric actuation, Galvanized trim, No Control Panel | 4" | 1/3Hp | na | Galvanized | na | Each | 0 | All quotes are FOB manufacturer and are considered “Special Order” and are Non-Returnable. | 0 | TFP1401 | 0
2871 | 5304150103 | 62277.12 | 14--12 | 0 | Red-E DV-5A - 4" Double Interlock Preaction with Electric/Electric actuation, Galvanized trim, No Control Panel | 4" | 1/2Hp | na | Galvanized | na | Each | 0 | All quotes are FOB manufacturer and are considered “Special Order” and are Non-Returnable. | 0 | TFP1401 | 0
2872 | 5304150104 | 63776.81 | 14--12 | 0 | Red-E DV-5A - 4" Double Interlock Preaction with Electric/Electric actuation, Galvanized trim, No Control Panel | 4" | 3/4Hp | na | Galvanized | na | Each | 0 | All quotes are FOB manufacturer and are considered “Special Order” and are Non-Returnable. | 0 | TFP1401 | 0
2873 | 5304150105 | 63914.19 | 14--12 | 0 | Red-E DV-5A - 4" Double Interlock Preaction with Electric/Electric actuation, Galvanized trim, No Control Panel | 4" | 1Hp | na | Galvanized | na | Each | 0 | All quotes are FOB manufacturer and are considered “Special Order” and are Non-Returnable. | 0 | TFP1401 | 0
2874 | 5304150106 | 67806.51 | 14--12 | 0 | Red-E DV-5A - 4" Double Interlock Preaction with Electric/Electric actuation, Galvanized trim, No Control Panel | 4" | 1-1/2Hp | na | Galvanized | na | Each | 0 | All quotes are FOB manufacturer and are considered “Special Order” and are Non-Returnable. | 0 | TFP1401 | 0
2875 | 5304150107 | 68836.83 | 14--12 | 0 | Red-E DV-5A - 4" Double Interlock Preaction with Electric/Electric actuation, Galvanized trim, No Control Panel | 4" | 2Hp | na | Galvanized | na | Each | 0 | All quotes are FOB manufacturer and are considered “Special Order” and are Non-Returnable. | 0 | TFP1401 | 0
2876 | 5306150101 | 65402.43 | 14--12 | 0 | Red-E DV-5A - 6" Double Interlock Preaction with Electric/Electric actuation, Galvanized trim, No Control Panel | 6" | 1/6Hp | na | Galvanized | na | Each | 0 | All quotes are FOB manufacturer and are considered “Special Order” and are Non-Returnable. | 0 | TFP1401 | 0
2877 | 5306150102 | 66512.88 | 14--12 | 0 | Red-E DV-5A - 6" Double Interlock Preaction with Electric/Electric actuation, Galvanized trim, No Control Panel | 6" | 1/3Hp | na | Galvanized | na | Each | 0 | All quotes are FOB manufacturer and are considered “Special Order” and are Non-Returnable. | 0 | TFP1401 | 0
2878 | 5306150103 | 67589 | 14--12 | 0 | Red-E DV-5A - 6" Double Interlock Preaction with Electric/Electric actuation, Galvanized trim, No Control Panel | 6" | 1/2Hp | na | Galvanized | na | Each | 0 | All quotes are FOB manufacturer and are considered “Special Order” and are Non-Returnable. | 0 | TFP1401 | 0
2879 | 5306150104 | 69157.37 | 14--12 | 0 | Red-E DV-5A - 6" Double Interlock Preaction with Electric/Electric actuation, Galvanized trim, No Control Panel | 6" | 3/4Hp | na | Galvanized | na | Each | 0 | All quotes are FOB manufacturer and are considered “Special Order” and are Non-Returnable. | 0 | TFP1401 | 0
2880 | 5306150105 | 69294.75 | 14--12 | 0 | Red-E DV-5A - 6" Double Interlock Preaction with Electric/Electric actuation, Galvanized trim, No Control Panel | 6" | 1Hp | na | Galvanized | na | Each | 0 | All quotes are FOB manufacturer and are considered “Special Order” and are Non-Returnable. | 0 | TFP1401 | 0
2881 | 5306150106 | 73301.55 | 14--12 | 0 | Red-E DV-5A - 6" Double Interlock Preaction with Electric/Electric actuation, Galvanized trim, No Control Panel | 6" | 1-1/2Hp | na | Galvanized | na | Each | 0 | All quotes are FOB manufacturer and are considered “Special Order” and are Non-Returnable. | 0 | TFP1401 | 0
2882 | 5306150107 | 74366.21 | 14--12 | 0 | Red-E DV-5A - 6" Double Interlock Preaction with Electric/Electric actuation, Galvanized trim, No Control Panel | 6" | 2Hp | na | Galvanized | na | Each | 0 | All quotes are FOB manufacturer and are considered “Special Order” and are Non-Returnable. | 0 | TFP1401 | 0
2883 | 551011580Q | 57331.59 | 14--13 | 0 | Groove X Groove, Pre-trimmed DV5 Preaction Double Interlock Electric/Electric, AC, with QRS Switch | 8" | na | na | na | na | Each | 0 | na | 0 | 0 | 0
2884 | 551011560Q | 36198.58 | 14--13 | 0 | Groove X Groove, Pre-trimmed DV5 Preaction Double Interlock Electric/Electric, AC, with QUELL Switch | 6" | na | na | na | na | Each | 0 | na | 0 | 0 | 0
2885 | 53081511A0Q | 95453.43 | 14--13 | 0 | RED-E CABINET Double Interlock, Preaction, with QRS Switch | 8" | na | na | na | na | Each | 0 | na | 0 | 0 | 0
2886 | 53061511A0Q | 77812.06 | 14--13 | 0 | RED-E CABINET Double Interlock, Preaction, with QRS Switch | 6" | na | na | na | na | Each | 0 | na | 0 | 0 | 0
2887 | 59-590-0-020 | 725.81 | 15--1 | 0 | CV-1F Grooved Check Valve | 2" | na | na | na | na | Each | 0 | Note: Different Model | 0 | TFP1550 | 0
2888 | 59-590-0-025 | 725.81 | 15--1 | 0 | CV-1F Grooved Check Valve | 2-1/2" | na | na | na | na | Each | 0 | na | 0 | TFP1550 | 0
2889 | 59-590-0-030 | 725.81 | 15--1 | 0 | CV-1F Grooved Check Valve | 3" | na | na | na | na | Each | 0 | na | 0 | TFP1550 | 0
2890 | 59-590-0-040 | 753.28 | 15--1 | 0 | CV-1F Grooved Check Valve | 4" | na | na | na | na | Each | 0 | na | 0 | TFP1550 | 0
2891 | 59-590-0-050 | 1832.83 | 15--1 | 0 | CV-1F Grooved Check Valve | 5" | na | na | na | na | Each | 0 | na | 0 | TFP1550 | 0
2892 | 59-590-0-060 | 1876.33 | 15--1 | 0 | CV-1F Grooved Check Valve | 6" | na | na | na | na | Each | 0 | na | 0 | TFP1550 | 0
2893 | 59-590-0-080 | 3251.24 | 15--1 | 0 | CV-1F Grooved Check Valve | 8" | na | na | na | na | Each | 0 | na | 0 | TFP1550 | 0
2894 | 59-590-0-100 | 6191.08 | 15--1 | 0 | CV-1F Grooved Check Valve | 10" | na | na | na | na | Each | 0 | na | 0 | TFP1550 | 0
2895 | 59-590-0-120 | 8073.13 | 15--1 | 0 | CV-1F Grooved Check Valve | 12" | na | na | na | na | Each | 0 | na | 0 | TFP1550 | 0
2896 | 59-590-7-020 | 110.48 | 15--1 | 0 | Cover Gasket | 2" | na | na | na | na | Each | 0 | na | 0 | TFP1550 | 0
2897 | 97670201A | 192.9 | 15--1 | 0 | Clapper Subassembly | 2" | na | na | na | na | Each | 0 | na | 0 | TFP1550 | 0
2898 | 59020EPDM | 92.16 | 15--1 | 0 | Clapper Gasket | 2" | na | na | na | na | Each | 0 | na | 0 | TFP1550 | 0
2899 | 59-590-7-030 | 110.48 | 15--1 | 0 | Cover Gasket | 3" | na | na | na | na | Each | 0 | na | 0 | TFP1550 | 0
2900 | 97562801A | 234.12 | 15--1 | 0 | Clapper Subassembly | 2-1/2" | na | na | na | na | Each | 0 | na | 0 | TFP1550 | 0
2901 | 59025EPDME | 92.16 | 15--1 | 0 | Clapper Gasket | 2-1/2" | na | na | na | na | Each | 0 | na | 0 | TFP1550 | 0
2902 | 59-590-7-030 | 110.48 | 15--1 | 0 | Cover Gasket | 3" | na | na | na | na | Each | 0 | na | 0 | TFP1550 | 0
2903 | 97562201A | 246.14 | 15--1 | 0 | Clapper Subassembly | 3" | na | na | na | na | Each | 0 | na | 0 | TFP1550 | 0
2904 | 59030EPDME | 92.16 | 15--1 | 0 | Clapper Gasket | 3" | na | na | na | na | Each | 0 | na | 0 | TFP1550 | 0
2905 | 59-590-7-040 | 110.48 | 15--1 | 0 | Cover Gasket | 5" | na | na | na | na | Each | 0 | na | 0 | TFP1550 | 0
2906 | 97549001A | 321.12 | 15--1 | 0 | Clapper Subassembly | 4" | na | na | na | na | Each | 0 | na | 0 | TFP1550 | 0
2907 | 59040EPDME | 92.16 | 15--1 | 0 | Clapper Gasket | 4" | na | na | na | na | Each | 0 | na | 0 | TFP1550 | 0
2908 | 59-590-7-040 | 110.48 | 15--1 | 0 | Cover Gasket | 5" | na | na | na | na | Each | 0 | na | 0 | TFP1550 | 0
2909 | 97565501A | 364.05 | 15--1 | 0 | Clapper Subassembly | 5" | na | na | na | na | Each | 0 | na | 0 | TFP1550 | 0
2910 | 59050EPDME | 92.16 | 15--1 | 0 | Clapper Gasket | 5" | na | na | na | na | Each | 0 | na | 0 | TFP1550 | 0
2911 | 59-590-7-060 | 110.48 | 15--1 | 0 | Cover Gasket | 6" | na | na | na | na | Each | 0 | na | 0 | TFP1550 | 0
2912 | 97524101A | 498.57 | 15--1 | 0 | Clapper Subassembly | 6" | na | na | na | na | Each | 0 | na | 0 | TFP1550 | 0
2913 | 59060EPDME | 92.16 | 15--1 | 0 | Clapper Gasket | 6" | na | na | na | na | Each | 0 | na | 0 | TFP1550 | 0
2914 | 59-590-7-080 | 175.73 | 15--1 | 0 | Cover Gasket | 8" | na | na | na | na | Each | 0 | na | 0 | TFP1550 | 0
2915 | 97592201A | 970.22 | 15--1 | 0 | Clapper Subassembly | 8" | na | na | na | na | Each | 0 | na | 0 | TFP1550 | 0
2916 | 59080EPDME | 156.27 | 15--1 | 0 | Clapper Gasket | 8" | na | na | na | na | Each | 0 | na | 0 | TFP1550 | 0
2917 | 59-590-7-100 | 175.73 | 15--1 | 0 | Cover Gasket | 10" | na | na | na | na | Each | 0 | na | 0 | TFP1550 | 0
2918 | 97598001A | 1086.99 | 15--1 | 0 | Clapper Subassembly | 10" | na | na | na | na | Each | 0 | na | 0 | TFP1550 | 0
2919 | 59100EPDM | 156.27 | 15--1 | 0 | Clapper Gasket | 10" | na | na | na | na | Each | 0 | na | 0 | TFP1550 | 0
2920 | 59-590-7-120 | 175.73 | 15--1 | 0 | Cover Gasket | 12" | na | na | na | na | Each | 0 | na | 0 | TFP1550 | 0
2921 | 97647701A | 1096.72 | 15--1 | 0 | Clapper Subassembly | 12" | na | na | na | na | Each | 0 | na | 0 | TFP1550 | 0
2922 | 59120EPDM | 156.27 | 15--1 | 0 | Clapper Gasket | 12" | na | na | na | na | Each | 0 | na | 0 | TFP1550 | 0
2923 | 595-300-040 | 510.01 | 15--2 | 0 | Grooved End Swing Check Valve | 4" | na | na | Painted Red | 300 psi | Each | 0 | na | 0 | TFP1552 | 0
2924 | 59300G020WSNF | 967.36 | 15--2 | 0 | BFV-300 Butterfly Valve - OPEN - NO FM | 2" | na | na | na | 300 psi | Each | 0 | Int. Switch Supervisory Open | 0 | TFP1511 | 0
2925 | 59300G025WS | 1213.49 | 15--2 | 0 | BFV-300 Butterfly Valve - Grooved, - OPEN | 2-1/2" | na | na | na | 300 psi | Each | 0 | Int. Switch Supervisory Open | 0 | TFP1511 | 0
2926 | 59300G030WS | 1311.95 | 15--2 | 0 | BFV-300 Butterfly Valve - Grooved, - OPEN | 3" | na | na | na | 300 psi | Each | 0 | Int. Switch Supervisory Open | 0 | TFP1511 | 0
2927 | 59300G040WS | 1374.91 | 15--2 | 0 | BFV-300 Butterfly Valve - Grooved, - OPEN | 4" | na | na | na | 300 psi | Each | 0 | Int. Switch Supervisory Open | 0 | TFP1511 | 0
2928 | 59300G050WS | 2060.64 | 15--2 | 0 | BFV-300 Butterfly Valve - Grooved, - OPEN | 5" | na | na | na | 300 psi | Each | 0 | Int. Switch Supervisory Open | 0 | TFP1511 | 0
2929 | 59300G060WS | 1956.47 | 15--2 | 0 | BFV-300 Butterfly Valve - Grooved, - OPEN | 6" | na | na | na | 300 psi | Each | 0 | Int. Switch Supervisory Open | 0 | TFP1511 | 0
2930 | 59300G080WS | 2991.37 | 15--2 | 0 | BFV-300 Butterfly Valve - Grooved, - OPEN | 8" | na | na | na | 300 psi | Each | 0 | Int. Switch Supervisory Open | 0 | TFP1511 | 0
2931 | 59300G100WS | 7236.29 | 15--2 | 0 | BFV-300 Butterfly Valve - Grooved, - OPEN | 10" | na | na | na | 300 psi | Each | 0 | Int. Switch Supervisory Open | 0 | TFP1511 | 0
2932 | 59300G120WSNF | 8667.29 | 15--2 | 0 | BFV-300 Butterfly Valve - OPEN - NO FM | 12" | na | na | na | 300 psi | Each | 0 | Int. Switch Supervisory Open | 0 | TFP1511 | 0
2933 | 59300G020WSCNF | 1219.22 | 15--2 | 0 | BFV-300 Butterfly Valve - CLOSED - NO FM | 2" | na | na | na | 300 psi | Each | 0 | Int. Switch Supervisory Open | 0 | TFP1511 | 0
2934 | 59300G025WSC | 1273.02 | 15--2 | 0 | BFV-300 Butterfly Valve - Grooved, - CLOSED | 2-1/2" | na | na | na | 300 psi | Each | 0 | Int. Switch Supervisory Open | 0 | TFP1511 | 0
2935 | 59300G030WSC | 1376.05 | 15--2 | 0 | BFV-300 Butterfly Valve - Grooved, - CLOSED | 3" | na | na | na | 300 psi | Each | 0 | Int. Switch Supervisory Open | 0 | TFP1511 | 0
2936 | 59300G040WSC | 1444.74 | 15--2 | 0 | BFV-300 Butterfly Valve - Grooved, - CLOSED | 4" | na | na | na | 300 psi | Each | 0 | Int. Switch Supervisory Open | 0 | TFP1511 | 0
2937 | 59300G050WSC | 2164.82 | 15--2 | 0 | BFV-300 Butterfly Valve - Grooved, - CLOSED | 5" | na | na | na | 300 psi | Each | 0 | Int. Switch Supervisory Open | 0 | TFP1511 | 0
2938 | 59300G060WSC | 2053.78 | 15--2 | 0 | BFV-300 Butterfly Valve - Grooved, - CLOSED | 6" | na | na | na | 300 psi | Each | 0 | Int. Switch Supervisory Open | 0 | TFP1511 | 0
2939 | 59300G080WSC | 3141.34 | 15--2 | 0 | BFV-300 Butterfly Valve - Grooved, - CLOSED | 8" | na | na | na | 300 psi | Each | 0 | Int. Switch Supervisory Open | 0 | TFP1511 | 0
2940 | 59300G100WSC | 7594.61 | 15--2 | 0 | BFV-300 Butterfly Valve - Grooved, - CLOSED | 10" | na | na | na | 300 psi | Each | 0 | Int. Switch Supervisory Open | 0 | TFP1511 | 0
2941 | 59300G120WSCNF | 8667.29 | 15--2 | 0 | BFV-300 Butterfly Valve - CLOSED - NO FM | 12" | na | na | na | 300 psi | Each | 0 | Internal Supervisory Switch | 0 | TFP1511 | 0
2942 | 59300W020WSNF | 1219.22 | 15--3 | 0 | BFV-300 Butterfly Valve - WAFER - NO FM | 2" | na | na | na | 300 psi | Each | 0 | Internal Supervisory Switch | 0 | TFP1516 | 0
2943 | 59300W025WS | 1545.48 | 15--3 | 0 | BFV-300 Butterfly Valve - WAFER | 2-1/2" | na | na | na | 300 psi | Each | 0 | Internal Supervisory Switch | 0 | TFP1516 | 0
2944 | 59300W030WS | 1733.23 | 15--3 | 0 | BFV-300 Butterfly Valve - WAFER ANSI 16.5 ONLY | 3" | na | na | na | 300 psi | Each | 0 | Internal Supervisory Switch | 0 | TFP1516 | 0
2945 | 59300W040WS | 1793.91 | 15--3 | 0 | BFV-300 Butterfly Valve - WAFER | 4" | na | na | na | 300 psi | Each | 0 | Internal Supervisory Switch | 0 | TFP1516 | 0
2946 | 59300W050WS | 2319.37 | 15--3 | 0 | BFV-300 Butterfly Valve - WAFER | 5" | na | na | na | 300 psi | Each | 0 | Internal Supervisory Switch | 0 | TFP1516 | 0
2947 | 59300W060WS | 2319.37 | 15--3 | 0 | BFV-300 Butterfly Valve - WAFER | 6" | na | na | na | 300 psi | Each | 0 | Internal Supervisory Switch | 0 | TFP1516 | 0
2948 | 59300W080WS | 3432.12 | 15--3 | 0 | BFV-300 Butterfly Valve - WAFER ANSI 16.5 ONLY | 8" | na | na | na | 300 psi | Each | 0 | Internal Supervisory Switch | 0 | TFP1516 | 0
2949 | 59300W100WS | 4686.82 | 15--3 | 0 | BFV-300 Butterfly Valve - WAFER | 10" | na | na | na | 300 psi | Each | 0 | Internal Supervisory Switch | 0 | TFP1516 | 0
2950 | 59300W120WSNF | 8223.1 | 15--3 | 0 | BFV-300 Butterfly Valve - WAFER - NO FM | 12" | na | na | na | 300 psi | Each | 0 | Internal Supervisory Switch | 0 | TFP1516 | 0
2951 | 59300SPTRAVNUT10 | 257.01 | 15--3 | 0 | BFV-300 Actuator Nut - Incl Handwheel Switch | 2-1/2" - 4" | na | na | na | na | Each | 0 | na | 0 | 0 | 0
2952 | 59300SPTRAVNUT20 | 332.57 | 15--3 | 0 | BFV-300 Actuator Nut - Incl Handwheel Switch | 5" - 6" | na | na | na | na | Each | 0 | na | 0 | 0 | 0
2953 | 59300SPTRAVNUT30 | 448.19 | 15--3 | 0 | BFV-300 Actuator Segm Gears - Incl Handwheel Switch | 8" | na | na | na | na | Each | 0 | na | 0 | 0 | 0
2954 | 59300SPTRAVNUT40 | 627.36 | 15--3 | 0 | BFV-300 Actuator Gears - Incl Handwheel Switch | 10" | na | na | na | na | Each | 0 | na | 0 | 0 | 0
2955 | 59300SPHWHEEL10 | 71.27 | 15--3 | 0 | BFV-300 Handwheel - Incl Handwheel And Pin | 2-1/2" - 4" | na | na | na | na | Each | 0 | na | 0 | 0 | 0
2956 | 59300SPHWHEEL20 | 54.1 | 15--3 | 0 | BFV-300 Handwheel - Incl Handwheel And Pin | 5" - 6" | na | na | na | na | Each | 0 | na | 0 | 0 | 0
2957 | 59300SPHWHEEL30 | 79.85 | 15--3 | 0 | BFV-300 225 Handwheel - Incl Handwheel And Pin | 8" | na | na | na | na | Each | 0 | na | 0 | 0 | 0
2958 | 59300SPHWHEEL40 | 90.16 | 15--3 | 0 | BFV-300 Handwheel - Incl Handwheel And Pin | 10" | na | na | na | na | Each | 0 | na | 0 | 0 | 0
2959 | TJRX0500003 | 1368.04 | 15--4 | 0 | TJR Series - O.S.&Y. Gate Valves Flange x Flange | 2" | na | na | na | UL & C-UL Listed and FM Approved | Each | 0 | na | 0 | TFP1541 | 0
2960 | TJRX0650003 | 1432.15 | 15--4 | 0 | TJR Series - O.S.&Y. Gate Valves Flange x Flange | 2-1/2" | na | na | na | UL & C-UL Listed and FM Approved | Each | 0 | na | 0 | TFP1541 | 0
2961 | TJRX0800003 | 1671.41 | 15--4 | 0 | TJR Series - O.S.&Y. Gate Valves Flange x Flange | 3" | na | na | na | UL & C-UL Listed and FM Approved | Each | 0 | na | 0 | TFP1541 | 0
2962 | TJRX1000003 | 1928.99 | 15--4 | 0 | TJR Series - O.S.&Y. Gate Valves Flange x Flange | 4" | na | na | na | UL & C-UL Listed and FM Approved | Each | 0 | na | 0 | TFP1541 | 0
2963 | TJRX1500003 | 2819.65 | 15--4 | 0 | TJR Series - O.S.&Y. Gate Valves Flange x Flange | 6" | na | na | na | UL & C-UL Listed and FM Approved | Each | 0 | na | 0 | TFP1541 | 0
2964 | TJRX2000003 | 4619.27 | 15--4 | 0 | TJR Series - O.S.&Y. Gate Valves Flange x Flange | 8" | na | na | na | UL & C-UL Listed and FM Approved | Each | 0 | na | 0 | TFP1541 | 0
2965 | TJRX2500003 | 7563.7 | 15--4 | 0 | TJR Series - O.S.&Y. Gate Valves Flange x Flange | 10" | na | na | na | UL & C-UL Listed and FM Approved | Each | 0 | na | 0 | TFP1541 | 0
2966 | TJRX3000003 | 10445.16 | 15--4 | 0 | TJR Series - O.S.&Y. Gate Valves Flange x Flange | 12" | na | na | na | UL & C-UL Listed and FM Approved | Each | 0 | na | 0 | TFP1541 | 0
2967 | TJRX3500003 | 42849.87 | 15--4 | 0 | TJR Series - O.S.&Y. Gate Valves Flange x Flange | 14" | na | na | na | UL & C-UL Listed and FM Approved | Each | 0 | na | 0 | TFP1541 | 0
2968 | TJRX4000003 | 45895.04 | 15--4 | 0 | TJR Series - O.S.&Y. Gate Valves Flange x Flange | 16" | na | na | na | UL & C-UL Listed and FM Approved | Each | 0 | na | 0 | TFP1541 | 0
2969 | TJRT1001143 | 1928.99 | 15--4 | 0 | TJR Series - O.S.&Y. Gate Valves Flange x Groove | 4" | na | na | na | UL & C-UL Listed and FM Approved | Each | 0 | na | 0 | TFP1541 | 0
2970 | TJRT1501653 | 3040.59 | 15--4 | 0 | TJR Series - O.S.&Y. Gate Valves Flange x Groove | 165,1mm (6") | na | na | na | UL & C-UL Listed and FM Approved | Each | 0 | na | 0 | TFP1541 | 0
2971 | TJRT1501683 | 2819.65 | 15--4 | 0 | TJR Series - O.S.&Y. Gate Valves Flange x Groove | 6" | na | na | na | UL & C-UL Listed and FM Approved | Each | 0 | na | 0 | TFP1541 | 0
2972 | TJRT2002193 | 4619.27 | 15--4 | 0 | TJR Series - O.S.&Y. Gate Valves Flange x Groove | 8" | na | na | na | UL & C-UL Listed and FM Approved | Each | 0 | na | 0 | TFP1541 | 0
2973 | TJRG0500604 | 1368.04 | 15--5 | 0 | TJR Series - O.S.&Y. Gate Valves Groove x Groove | 2" | na | na | na | UL & C-UL Listed and FM Approved | Each | 0 | na | 0 | TFP1541 | 0
2974 | TJRG0650734 | 1432.15 | 15--5 | 0 | TJR Series - O.S.&Y. Gate Valves Groove x Groove | 2-1/2" | na | na | na | UL & C-UL Listed and FM Approved | Each | 0 | na | 0 | TFP1541 | 0
2975 | TJRG0650764 | 1940.45 | 15--5 | 0 | TJR Series - O.S.&Y. Gate Valves Groove x Groove | 76,1mm (2-1/2") | na | na | na | UL & C-UL Listed and FM Approved | Each | 0 | na | 0 | TFP1541 | 0
2976 | TJRG0800894 | 1671.41 | 15--5 | 0 | TJR Series - O.S.&Y. Gate Valves Groove x Groove | 3" | na | na | na | UL & C-UL Listed and FM Approved | Each | 0 | na | 0 | TFP1541 | 0
2977 | TJRG1001144 | 1928.99 | 15--5 | 0 | TJR Series - O.S.&Y. Gate Valves Groove x Groove | 4" | na | na | na | UL & C-UL Listed and FM Approved | Each | 0 | na | 0 | TFP1541 | 0
2978 | TJRG1501654 | 3040.59 | 15--5 | 0 | TJR Series - O.S.&Y. Gate Valves Groove x Groove | 165,1mm (6") | na | na | na | UL & C-UL Listed and FM Approved | Each | 0 | na | 0 | TFP1541 | 0
2979 | TJRG1501684 | 2819.65 | 15--5 | 0 | TJR Series - O.S.&Y. Gate Valves Groove x Groove | 6" | na | na | na | UL & C-UL Listed and FM Approved | Each | 0 | na | 0 | TFP1541 | 0
2980 | TJRG2002194 | 4619.27 | 15--5 | 0 | TJR Series - O.S.&Y. Gate Valves Groove x Groove | 8" | na | na | na | UL & C-UL Listed and FM Approved | Each | 0 | na | 0 | TFP1541 | 0
2981 | TJRG2502734 | 7563.7 | 15--5 | 0 | TJR Series - O.S.&Y. Gate Valves Groove x Groove | 10" | na | na | na | UL & C-UL Listed and FM Approved | Each | 0 | na | 0 | TFP1541 | 0
2982 | TJRG3003244 | 15667.74 | 15--5 | 0 | TJR Series - O.S.&Y. Gate Valves Groove x Groove | 12" | na | na | na | UL & C-UL Listed and FM Approved | Each | 0 | na | 0 | TFP1541 | 0
2983 | TJRG3503564 | 42849.87 | 15--5 | 0 | TJR Series - O.S.&Y. Gate Valves Groove x Groove | 14" | na | na | na | UL & C-UL Listed and FM Approved | Each | 0 | na | 0 | TFP1541 | 0
2984 | TJRG4004064 | 46101.1 | 15--5 | 0 | TJR Series - O.S.&Y. Gate Valves Groove x Groove | 16" | na | na | na | UL & C-UL Listed and FM Approved | Each | 0 | na | 0 | TFP1541 | 0
2985 | TJPX0500003 | 1370.33 | 15--5 | 0 | TJP Series - N.R.S. Gate Valves - F x F, PIV | 2" | na | na | na | UL & C-UL Listed and FM Approved | Each | 0 | na | 0 | TFP1546 | 0
2986 | TJPX0800003 | 1527.17 | 15--5 | 0 | TJP Series - N.R.S. Gate Valves - F x F, PIV | 3" | na | na | na | UL & C-UL Listed and FM Approved | Each | 0 | na | 0 | TFP1546 | 0
2987 | TJPX1000003 | 1650.81 | 15--5 | 0 | TJP Series - N.R.S. Gate Valves - F x F, PIV | 4" | na | na | na | UL & C-UL Listed and FM Approved | Each | 0 | na | 0 | TFP1546 | 0
2988 | TJPX1500003 | 2430.42 | 15--5 | 0 | TJP Series - N.R.S. Gate Valves - F x F, PIV | 6" | na | na | na | UL & C-UL Listed and FM Approved | Each | 0 | na | 0 | TFP1546 | 0
2989 | TJPX2000003 | 5094.36 | 15--5 | 0 | TJP Series - N.R.S. Gate Valves - F x F, PIV | 8" | na | na | na | UL & C-UL Listed and FM Approved | Each | 0 | na | 0 | TFP1546 | 0
2990 | TJPX2500003 | 6589.47 | 15--5 | 0 | TJP Series - N.R.S. Gate Valves - F x F, PIV | 10" | na | na | na | UL & C-UL Listed and FM Approved | Each | 0 | na | 0 | TFP1546 | 0
2991 | TJPX3000003 | 16316.84 | 15--5 | 0 | TJP Series - N.R.S. Gate Valves - F x F, PIV | 12" | na | na | na | UL & C-UL Listed and FM Approved | Each | 0 | na | 0 | TFP1546 | 0
2992 | TJPX3500003 | 42849.87 | 15--5 | 0 | TJP Series - N.R.S. Gate Valves - F x F, PIV | 14" | na | na | na | UL & C-UL Listed and FM Approved | Each | 0 | na | 0 | TFP1546 | 0
2993 | TJPX4000003 | 45895.04 | 15--5 | 0 | TJP Series - N.R.S. Gate Valves - F x F, PIV | 16" | na | na | na | UL & C-UL Listed and FM Approved | Each | 0 | na | 0 | TFP1546 | 0
2994 | TJPX4500003 | 101509.42 | 15--5 | 0 | TJP Series - N.R.S. Gate Valves - F x F, PIV | 18" | na | na | na | UL & C-UL Listed and FM Approved | Each | 0 | na | 0 | TFP1546 | 0
2995 | TJPX5000003 | 150804.51 | 15--5 | 0 | TJP Series - N.R.S. Gate Valves - F x F, PIV | 20" | na | na | na | UL & C-UL Listed and FM Approved | Each | 0 | na | 0 | TFP1546 | 0
2996 | TJPX6000003 | 227551.9 | 15--5 | 0 | TJP Series - N.R.S. Gate Valves - F x F, PIV | 24" | na | na | na | UL & C-UL Listed and FM Approved | Each | 0 | na | 0 | TFP1546 | 0
2997 | TJPT1501683 | 2312.5 | 15--5 | 0 | TJP Series - N.R.S. Gate Valves - F x G, PIV | 6" | na | na | na | UL & C-UL Listed and FM Approved | Each | 0 | na | 0 | TFP1546 | 0
2998 | TJPG0500604 | 1254.71 | 15--6 | 0 | TJP Series - N.R.S. Gate Valves - G x G, PIV | 2" | na | na | na | UL & C-UL Listed and FM Approved | Each | 0 | na | 0 | TFP1546 | 0
2999 | TJPG1001144 | 1568.38 | 15--6 | 0 | TJP Series - N.R.S. Gate Valves - G x G, PIV | 4" | na | na | na | UL & C-UL Listed and FM Approved | Each | 0 | na | 0 | TFP1546 | 0
3000 | TJPG1501684 | 2312.5 | 15--6 | 0 | TJP Series - N.R.S. Gate Valves - G x G, PIV | 6" | na | na | na | UL & C-UL Listed and FM Approved | Each | 0 | na | 0 | TFP1546 | 0
3001 | TJPG2002194 | 4851.67 | 15--6 | 0 | TJP Series - N.R.S. Gate Valves - G x G, PIV | 8" | na | na | na | UL & C-UL Listed and FM Approved | Each | 0 | na | 0 | TFP1546 | 0
3002 | TJPG2502734 | 6272.36 | 15--6 | 0 | TJP Series - N.R.S. Gate Valves - G x G, PIV | 10" | na | na | na | UL & C-UL Listed and FM Approved | Each | 0 | na | 0 | TFP1546 | 0
3003 | TJPG3003244 | 10357.01 | 15--6 | 0 | TJP Series - N.R.S. Gate Valves - G x G, PIV | 12" | na | na | na | UL & C-UL Listed and FM Approved | Each | 0 | na | 0 | TFP1546 | 0
3004 | TJWP | 1953.03 | 15--6 | 0 | Wall Indicators for TJP Series N.R.S. Gate Valves | na | na | na | na | UL Listed and FM Approved | Each | 0 | na | 0 | TFP1546 | 0
3005 | TJUPA | 3254.67 | 15--7 | 0 | Post Indicators for TJP Series N.R.S. Gate Valves | 3" - 12" | Type A | na | na | UL Listed and FM Approved | Each | 0 | na | 0 | TFP1546 | 0
3006 | TJUPB | 3474.47 | 15--7 | 0 | Post Indicators for TJP Series N.R.S. Gate Valves | 14" - 24" | Type B | na | na | UL Listed and FM Approved | Each | 0 | na | 0 | TFP1546 | 0
3007 | TJWPWRENCH | 663.42 | 15--7 | 0 | Vertical Indicator Post Wrench | na | na | na | na | na | Each | 0 | na | 0 | TFP1546 | 0
3008 | 550012020 | 4210.58 | 15--8 | 0 | 2" Model PRV-1A Pressure Regulating Valve, Groove x Groove | 0 | na | na | na | na | Each | 0 | na | 0 | TFP1581 | 0
3009 | 550012030 | 5695.38 | 15--8 | 0 | 3" Model PRV-1A Pressure Regulating Valve, Groove x Groove | 0 | na | na | na | na | Each | 0 | na | 0 | TFP1581 | 0
3010 | 550012040 | 6851.63 | 15--8 | 0 | 4" Model PRV-1A Pressure Regulating Valve, Groove x Groove | 0 | na | na | na | na | Each | 0 | na | 0 | TFP1581 | 0
3011 | 550012060 | 11482.35 | 15--8 | 0 | 6" Model PRV-1A Pressure Regulating Valve, Groove x Groove | 0 | na | na | na | na | Each | 0 | na | 0 | TFP1581 | 0
3012 | 550012080 | 15786.8 | 15--8 | 0 | 8" Model PRV-1A Pressure Regulating Valve, Groove x Groove | 0 | na | na | na | na | Each | 0 | na | 0 | TFP1581 | 0
3013 | 550022030 | 5862.53 | 15--8 | 0 | 3" Model PRV-1A Pressure Regulating Valve, Flange x Flange | 0 | na | na | na | na | Each | 0 | na | 0 | TFP1581 | 0
3014 | 550022040 | 7182.48 | 15--8 | 0 | 4" Model PRV-1A Pressure Regulating Valve, Flange x Flange | 0 | na | na | na | na | Each | 0 | na | 0 | TFP1581 | 0
3015 | 550022060 | 12306.6 | 15--8 | 0 | 6" Model PRV-1A Pressure Regulating Valve, Flange x Flange | 0 | na | na | na | na | Each | 0 | na | 0 | TFP1581 | 0
3016 | 550022080 | 16622.5 | 15--8 | 0 | 8" Model PRV-1A Pressure Regulating Valve, Flange x Flange | 0 | na | na | na | na | Each | 0 | na | 0 | TFP1581 | 0
3017 | 550013020 | 4210.58 | 15--9 | 0 | 2" Model RV-1A Relief Valve, Groove x Groove | 0 | na | na | na | na | Each | 0 | na | 0 | TFP1586 | 0
3018 | 550013030 | 5695.38 | 15--9 | 0 | 3" Model RV-1A Relief Valve, Groove x Groove | 0 | na | na | na | na | Each | 0 | na | 0 | TFP1586 | 0
3019 | 550013040 | 6851.63 | 15--9 | 0 | 4" Model RV-1A Relief Valve, Groove x Groove | 0 | na | na | na | na | Each | 0 | na | 0 | TFP1586 | 0
3020 | 550013060 | 11482.35 | 15--9 | 0 | 6" Model RV-1A Relief Valve, Groove x Groove | 0 | na | na | na | na | Each | 0 | na | 0 | TFP1586 | 0
3021 | 550013080 | 15786.8 | 15--9 | 0 | 8" Model RV-1A Relief Valve, Groove x Groove | 0 | na | na | na | na | Each | 0 | na | 0 | TFP1586 | 0
3022 | 550023030 | 5862.53 | 15--9 | 0 | 3" Model RV-1A Relief Valve, Flange x Flange | 0 | na | na | na | na | Each | 0 | na | 0 | TFP1586 | 0
3023 | 550023040 | 7182.48 | 15--9 | 0 | 4" Model RV-1A Relief Valve, Flange x Flange | 0 | na | na | na | na | Each | 0 | na | 0 | TFP1586 | 0
3024 | 550023060 | 12306.6 | 15--9 | 0 | 6" Model RV-1A Relief Valve, Flange x Flange | 0 | na | na | na | na | Each | 0 | na | 0 | TFP1586 | 0
3025 | 550023080 | 24933.75 | 15--9 | 0 | 8" Model RV-1A Relief Valve, Flange x Flange | 0 | na | na | na | na | Each | 0 | na | 0 | TFP1586 | 0
3026 | 545000020 | 1725.22 | 15--9 | 0 | 2" DV-5A Deluge Replacement Diaphragm | 0 | na | na | na | na | Each | 0 | na | 0 | TFP1586 | 0
3027 | 545000030 | 1769.87 | 15--9 | 0 | 3" DV-5A Deluge Replacement Diaphragm | 0 | na | na | na | na | Each | 0 | na | 0 | TFP1586 | 0
3028 | 545000040 | 4722.3 | 15--9 | 0 | 4" DV-5A Deluge Replacement Diaphragm | 0 | na | na | na | na | Each | 0 | na | 0 | TFP1586 | 0
3029 | 545000060 | 6858.5 | 15--9 | 0 | 6" DV-5A Deluge Replacement Diaphragm | 0 | na | na | na | na | Each | 0 | na | 0 | TFP1586 | 0
3030 | 545000080 | 13943.67 | 15--9 | 0 | 8" DV-5A Deluge Replacement Diaphragm | 0 | na | na | na | na | Each | 0 | na | 0 | TFP1586 | 0
3031 | 545100068 | 3567.2 | 15--9 | 0 | P1 Pilot Valve 2" thru 6" - 0.125 in. Restriction | 0 | na | na | na | na | Each | 0 | na | 0 | TFP1586 | 0
3032 | 545100101 | 3567.2 | 15--9 | 0 | P1 Pilot Valve 8" - 0.250 in. Restriction | 0 | na | na | na | na | Each | 0 | na | 0 | TFP1586 | 0
3033 | 545100069 | 3567.2 | 15--9 | 0 | R1 Pilot Valve 2" thru 8" | 0 | na | na | na | na | Each | 0 | na | 0 | TFP1586 | 0
3034 | 2283 | 1018.88 | 16--1 | 0 | Valve System Accessory 1/2" Pressure Relief Valve | 1/2" | na | na | na | na | Each | 0 | na | 0 | 0 | 0
3035 | 92-343-1-125 | 306.81 | 16--1 | 0 | Valve System Accessory 1/4" Pressure Relief Valve | 1/4" | na | na | na | na | Each | 0 | na | 0 | 0 | 0
3036 | 2433 | 1769.87 | 16--1 | 0 | Valve System Accessory, Furnas Pressure Switch | 3/8" | na | na | na | na | Each | 0 | na | 0 | 0 | 0
3037 | 52-069-1-006 | 273.04 | 16--1 | 0 | F1321 Sight Flow Connection | 1" | na | na | na | na | Each | 0 | na | 0 | TFP1635 | 0
3038 | 52-069-1-009 | 712.07 | 16--1 | 0 | F1321 Sight Flow Connection | 2" | na | na | na | na | Each | 0 | na | 0 | TFP1635 | 0
3039 | 2282 | 107.9 | 16--1 | 0 | Ball Drip Valves 1/2" Ball Drip w/street ell | 1/2" | na | na | na | na | Each | 0 | na | 0 | 0 | 0
3040 | 52-789-1-004 | 164.28 | 16--1 | 0 | AD-2 Automatic Drain Ball Drip Valves | 1/2" | na | na | na | na | Each | 0 | (for FDC & Low Point Drains) | 0 | TFP1630 | 0
3041 | 52-793-2-004 | 333.14 | 16--1 | 0 | AD-1 Plunger Type, Ball Drip Valves 1/2" | 1/2" | na | na | na | na | Each | 0 | na | 0 | TFP1632 | 0
3042 | 1295 | 162.57 | 16--1 | 0 | Fill or Drip Cups | 1/2" | na | na | na | na | Each | 0 | na | 0 | 0 | 0
3043 | 129501 | 162.57 | 16--1 | 0 | Fill or Drip Cups | 3/4" | na | na | na | na | Each | 0 | na | 0 | 0 | 0
3044 | 52-380-1-002 | 382.37 | 16--1 | 0 | DD-1 (Drum Drip) Wiliag Drain | na | na | na | na | na | Each | 0 | Includes: Condensation Barrel, 2- 1" Shutoff Valves & 1-1" Plug | 0 | 0 | 0
3045 | 54-500-2-000 | 1072.11 | 16--2 | 0 | Model MC-2 Manual Control | na | na | na | na | na | Each | 0 | na | 0 | TFP1382 | 0
3046 | 92-289-1-008 | 33.49 | 16--2 | 0 | Manual Control Stations Replace Rod | 1/8" x 1 3/16" | na | na | Polystyrene | na | Each | 0 | na | 0 | TFP1382 | 0
3047 | 52-150-1-001 | 9294.64 | 16--2 | 0 | Automatic System #G16AC812 Supervisory Air Supply | na | na | na | na | 10 psi | Each | 0 | Nominal 10 PSI (0,69 bar) for Models F445 and (DV-1) Preaction Systems | 0 | TFP1620 | 0
3048 | 52-150-1-000 | 680.02 | 16--2 | 0 | AutoSupervisor Air Supply Univ Bracket Riser Mount | na | na | na | na | 10 psi | Each | 0 | Nominal 10 PSI (0,69 bar) for Models F445 and (DV-1) Preaction Systems | 0 | TFP1620 | 0
3049 | 92-343-1-005 | 180.31 | 16--2 | 0 | Water Pressure Gauge, Deluge System | na | na | na | na | na | Each | 0 | na | 0 | 0 | 0
3050 | 92-343-1-015 | 180.31 | 16--2 | 0 | Water Pressure Gauge, Deluge System | na | na | na | na | 0-21 bar | Each | 0 | na | 0 | 0 | 0
3051 | 92-343-1-012 | 180.31 | 16--2 | 0 | Air Pressure Gauge. | na | na | na | na | 250 psi | Each | 0 | na | 0 | 0 | 0
3052 | 92-343-1-016 | 180.31 | 16--2 | 0 | Air Pressure Gauge. | na | na | na | na | 0-5.5 bar | Each | 0 | na | 0 | 0 | 0
3053 | 92-343-1-013 | 180.31 | 16--2 | 0 | Air/Water Pressure Gauge. | 1/4" NPT | na | na | na | 0 - 300 psi | Each | 0 | na | 0 | 0 | 0
3054 | 56-125-9-165 | 40.93 | 16--2 | 0 | Fusible Link, Fig. 1247B 165°F (74°C), Type C | na | na | 165°F (74°C) | na | na | Each | 0 | na | 0 | TFP1610 | 0
3055 | 56-125-9-212 | 40.93 | 16--2 | 0 | Fusible Link, Fig. 1247B 212°F (100°C), Type C | na | na | 212°F (100°C) | na | na | Each | 0 | na | 0 | TFP1610 | 0
3056 | 56-125-9-286 | 40.93 | 16--2 | 0 | Fusible Link, Fig. 1247B 286°F (141°C), Type C | na | na | 286°F (141°C) | na | na | Each | 0 | na | 0 | TFP1610 | 0
3057 | 56-125-9-360 | 40.93 | 16--2 | 0 | Fusible Link, Fig. 1247B 360°F (182°C), Type C | na | na | 360°F (182°C) | na | na | Each | 0 | na | 0 | TFP1610 | 0
3058 | 56-125-9-500 | 40.93 | 16--2 | 0 | Fusible Link, Fig. 1247B 500°F (260°C), Type C | na | na | 500°F (260°C) | na | na | Each | 0 | na | 0 | TFP1610 | 0
3059 | 43100 | 504.86 | 16--3 | 0 | Zonecheck Keyswitch | na | na | na | na | na | Each | 0 | na | 0 | 0 | 0
3060 | 23489 | 5.79 | 16--3 | 0 | Sprinkler ID Sign B “Air Line” | 6" x 2" | na | na | na | na | Each | 0 | na | 0 | TFP1615 | 0
3061 | 23490 | 5.79 | 16--3 | 0 | Sign "B" Alarm Line | 6" x 2" | na | na | na | na | Each | 0 | na | 0 | 0 | 0
3062 | 23491 | 5.79 | 16--3 | 0 | Sprinkler ID Sign B “Alarm Test” | 6" x 2" | na | na | na | na | Each | 0 | na | 0 | TFP1615 | 0
3063 | 23492 | 6.59 | 16--3 | 0 | Sprinkler ID Sign B “Anti-Freeze System” | 6" x 2" | na | na | na | na | Each | 0 | na | 0 | TFP1615 | 0
3064 | 23493 | 5.79 | 16--3 | 0 | Sprinkler ID Sign B “Auxiliary Drain” | 6" x 2" | na | na | na | na | Each | 0 | na | 0 | TFP1615 | 0
3065 | 23494 | 5.79 | 16--3 | 0 | Sprinkler ID Sign B “Control Valve” | 6" x 2" | na | na | na | na | Each | 0 | na | 0 | TFP1615 | 0
3066 | 23495 | 5.79 | 16--3 | 0 | Sprinkler ID Sign B “Drain” | 6" x 2" | na | na | na | na | Each | 0 | na | 0 | TFP1615 | 0
3067 | 23496 | 5.79 | 16--3 | 0 | Sprinkler ID Sign B “Inspectors Test” | 6" x 2" | na | na | na | na | Each | 0 | na | 0 | TFP1615 | 0
3068 | 2314 | 5.62 | 16--3 | 0 | Sign "B" In This Building | na | na | na | na | na | Each | 0 | na | 0 | 0 | 0
3069 | 23500 | 5.79 | 16--3 | 0 | Sprinkler ID Sign B “Main Control” | 6" x 2" | na | na | na | na | Each | 0 | na | 0 | TFP1615 | 0
3070 | 23501 | 5.79 | 16--3 | 0 | Sprinkler ID Sign B “Main Drain” | 6" x 2" | na | na | na | na | Each | 0 | na | 0 | TFP1615 | 0
3071 | 2324 | 5.62 | 16--3 | 0 | Sign "B" Test Valve | na | na | na | na | na | Each | 0 | na | 0 | 0 | 0
3072 | 23503 | 5.79 | 16--3 | 0 | Sprinkler ID Sign B “Air Control” | 6" x 2" | na | na | na | na | Each | 0 | na | 0 | TFP1615 | 0
3073 | 23502 | 6.59 | 16--3 | 0 | Sprinkler ID Sign B “Drain Valve” | 6" x 2" | na | na | na | na | Each | 0 | na | 0 | TFP1615 | 0
3074 | 23498 | 18.04 | 16--3 | 0 | Sprinkler ID Sign E - Hydraulic Calculations | 5" x 7" | na | na | na | na | Each | 0 | na | 0 | TFP1615 | 0
3075 | 23507 | 254.16 | 16--3 | 0 | Sign Chain (by the box) 100' roll (divide price by unit ft) | na | na | na | na | na | Each | 0 | na | 0 | 0 | 0
3076 | 52-363-1-001 | 557.24 | 16--4 | 0 | Restriction Unions 1/2" Brass Union 1/8" Orifice. | 1/8" | na | na | Brass | na | Each | 0 | na | 0 | 0 | 0
3077 | 52-363-1-002 | 218.66 | 16--4 | 0 | Restriction Unions 1/2" Brass Union 3/32" Orifice | 3/32" | na | na | Brass | na | Each | 0 | na | 0 | 0 | 0
3078 | 52-363-1-005 | 279.91 | 16--4 | 0 | Restriction Unions 3/4" Brass Union K=5.6. | 3/4" | K=5.6 | na | Brass | na | Each | 0 | na | 0 | 0 | 0
3079 | 52-363-1-006 | 310.25 | 16--4 | 0 | Restriction Unions 1" Brass Union K=5.6. | 1" | K=5.6 | na | Brass | na | Each | 0 | na | 0 | 0 | 0
3080 | 54028 | 12421.08 | 16--4 | 0 | LFP™ Antifreeze 5 Gallon (19L) Pails - 36 per Pallet, minimum use temperature -10 °F (-23 °C) | 5 Gallon | na | na | na | na | Each | 0 | Special pricing classification for antifreeze, current customer discount structures do not apply to this product. Note: Minimum order quantity is 1 pallet of 36 pails or 5 drums. Smaller quantities may be purchased through a Johnson Controls authorized distributor. | 0 | TFP1680 | 0
3081 | 54029 | 9309.52 | 16--4 | 0 | LFP™ Antifreeze 30 Gallon (114L) Drums - 5 per Pallet, minimum use temperature -10 °F (-23 °C) | 30 Gallon | na | na | na | na | Each | 0 | Special pricing classification for antifreeze, current customer discount structures do not apply to this product. Note: Minimum order quantity is 1 pallet of 36 pails or 5 drums. Smaller quantities may be purchased through a Johnson Controls authorized distributor. | 0 | TFP1680 | 0
3082 | 54036 | 15752.45 | 16--4 | 0 | LFP™ Antifreeze 1 (IBC) Tote 250 Gallon (965L), minimum use temperature -10 °F (-23 °C) | 1 255 Gallon Tote | na | na | na | na | Each | 0 | Special pricing classification for antifreeze, current customer discount structures do not apply to this product. Note: Minimum order quantity is 1 pallet of 36 pails or 5 drums. Smaller quantities may be purchased through a Johnson Controls authorized distributor. | 0 | TFP1680 | 0
3083 | 54033 | 19782.15 | 16--4 | 0 | LFP™ Antifreeze+ 5 Gallon (19L) Pails - 36 per Pallet, minimum use temperature -25 °F (-32 °C) | 5 Gallon | na | na | na | na | Each | 0 | Special pricing classification for antifreeze, current customer discount structures do not apply to this product. Note: Minimum order quantity is 1 pallet of 36 pails or 5 drums. Smaller quantities may be purchased through a Johnson Controls authorized distributor. | 0 | TFP1682 | 0
3084 | 54034 | 16588.16 | 16--4 | 0 | LFP™ Antifreeze+ 30 Gallon (114L) Drums - 5 per Pallet, minimum use temperature -25 °F (-32 °C) | 30 Gallon | na | na | na | na | Each | 0 | Special pricing classification for antifreeze, current customer discount structures do not apply to this product. Note: Minimum order quantity is 1 pallet of 36 pails or 5 drums. Smaller quantities may be purchased through a Johnson Controls authorized distributor. | 0 | TFP1682 | 0
3085 | 54035 | 26982.94 | 16--4 | 0 | LFP™ Antifreeze+ 1 (IBC) Tote 250 Gallon (965L), minimum use temperature -25 °F (-32 °C) | 1 255 Gallon Tote | na | na | na | na | Each | 0 | Special pricing classification for antifreeze, current customer discount structures do not apply to this product. Note: Minimum order quantity is 1 pallet of 36 pails or 5 drums. Smaller quantities may be purchased through a Johnson Controls authorized distributor. | 0 | TFP1682 | 0
3086 | 57913AP | 131.08 | 18--1 | 0 | #579 Rigid Coupling with Grade "A" EPDMA Center-Stop, Push-On Pre-Lubricated Gasket | 1-1/4" | na | na | Painted | na | Each | 0 | na | 0 | TFP1856 | 0
3087 | 57913AGP | 171.72 | 18--1 | 0 | #579 Rigid Coupling with Grade "A" EPDMA Center-Stop, Push-On Pre-Lubricated Gasket | 1-1/4" | na | na | Galvanized | na | Each | 0 | na | 0 | TFP1856 | 0
3088 | 57915AP | 132.8 | 18--1 | 0 | #579 Rigid Coupling with Grade "A" EPDMA Center-Stop, Push-On Pre-Lubricated Gasket | 1-1/2" | na | na | Painted | na | Each | 0 | na | 0 | TFP1856 | 0
3089 | 57915AGP | 173.44 | 18--1 | 0 | #579 Rigid Coupling with Grade "A" EPDMA Center-Stop, Push-On Pre-Lubricated Gasket | 1-1/2" | na | na | Galvanized | na | Each | 0 | na | 0 | TFP1856 | 0
3090 | 579A20AP | 151.69 | 18--1 | 0 | #579 Rigid Coupling with Grade "A" EPDMA Center-Stop, Push-On Pre-Lubricated Gasket | 2" | na | na | Painted | na | Each | na | na | 0 | TFP1856 | 0
3091 | 579A20AGP | 190.61 | 18--1 | 0 | #579 Rigid Coupling with Grade "A" EPDMA Center-Stop, Push-On Pre-Lubricated Gasket | 2" | na | na | Galvanized | na | Each | na | na | 0 | TFP1856 | 0
3092 | 579A25AP | 167.15 | 18--1 | 0 | #579 Rigid Coupling with Grade "A" EPDMA Center-Stop, Push-On Pre-Lubricated Gasket | 2-1/2" | na | na | Painted | na | Each | na | na | 0 | TFP1856 | 0
3093 | 579A25AGP | 227.25 | 18--1 |  | #579 Rigid Coupling with Grade "A" EPDMA Center-Stop, Push-On Pre-Lubricated Gasket | 2-1/2" | na | na | Galvanized | na | Each | na | na |  | TFP1856
3094 | 579A30AP | 188.9 | 18--1 | 0 | #579 Rigid Coupling with Grade "A" EPDMA Center-Stop, Push-On Pre-Lubricated Gasket | 3" | na | na | Painted | na | Each | na | na | 0 | TFP1856 | 0
3095 | 579A30AGP | 254.15 | 18--1 | 0 | #579 Rigid Coupling with Grade "A" EPDMA Center-Stop, Push-On Pre-Lubricated Gasket | 3" | na | na | Galvanized | na | Each | na | na | 0 | TFP1856 | 0
3096 | 579A40AP | 247.28 | 18--1 | 0 | #579 Rigid Coupling with Grade "A" EPDMA Center-Stop, Push-On Pre-Lubricated Gasket | 4" | na | na | Painted | na | Each | na | na | 0 | TFP1856 | 0
3097 | 579A40AGP | 332 | 18--1 | 0 | #579 Rigid Coupling with Grade "A" EPDMA Center-Stop, Push-On Pre-Lubricated Gasket | 4" | na | na | Galvanized | na | Each | na | na | 0 | TFP1856 | 0
3098 | 57980AP | 776.75 | 18--1 | 0 | #579 Rigid Coupling with Grade "A" EPDMA Center-Stop, Push-On Pre-Lubricated Gasket | 8" | na | na | Painted | na | Each | na | na | 0 | TFP1856 | 0
3099 | 60EPDMAP | 215.23 | 18--1 | 0 | #579 Rigid Coupling Center-Stop, Push-On Replacement Gasket | 6" | na | na | Grade "A" EPDMA | na | Each | na | na | 0 | TFP1895 | 0
3100 | 80EPDMAP | 310.82 | 18--1 | 0 | #579 Rigid Coupling Center-Stop, Push-On Replacement Gasket | 8" | na | na | Grade "A" EPDMA | na | Each | na | na | 0 | TFP1895 | 0
3101 | NB37250 | 17.46 | 18--1 | 0 | Coupling Nut and Bolt Kit for #579 Rigid Coupling | 3/8" x 2-1/2" | na | na | na | na | Each | na | na | 0 | TFP1856 | 0
3102 | NB37275 | 22.04 | 18--1 | 0 | Coupling Nut and Bolt Kit for #579 Rigid Coupling | 3/8" x 2-3/4" | na | na | na | na | Each | na | na | 0 | TFP1856 | 0
3103 | NB50350 | 32.63 | 18--1 | 0 | Coupling Nut and Bolt Kit for #579 Rigid Coupling | 1/2" x 3-1/2" | na | na | na | na | Each | na | na | 0 | TFP1856 | 0
3104 | NB62412 | 43.51 | 18--1 | 0 | Coupling Nut and Bolt Kit for #579 Rigid Coupling | 5/8" x 4-1/8" | na | na | na | na | Each | na | na | 0 | TFP1856 | 0
3105 | 57701ASC | 154.55 | 18--2 | 0 | #577 Light Wt Rigid Coupling w/Gr A FP Pre-Lub Gskt | 1" | na | na | Painted | na | Each | 0 | na | 0 | TFP1854 | 0
3106 | 57701AGSC | 195.19 | 18--2 | 0 | #577 Light Wt Rigid Coupling w/Gr A FP Pre-Lub Gskt | 1" | na | na | Galvanized | na | Each | 0 | na | 0 | TFP1854 | 0
3107 | 57713ACP | 114.2 | 18--2 | 0 | #577 Light Wt Rigid Coupling w/Gr A FP Pre-Lub Gskt | 1-1/4" | na | na | Painted | na | Each | 0 | na | 0 | TFP1854 | 0
3108 | 57713AGCP | 136.81 | 18--2 | 0 | #577 Light Wt Rigid Coupling w/Gr A FP Pre-Lub Gskt | 1-1/4" | na | na | Galvanized | na | Each | 0 | na | 0 | TFP1854 | 0
3109 | 57715ACP | 115.63 | 18--2 | 0 | #577 Light Wt Rigid Coupling w/Gr A FP Pre-Lub Gskt | 1-1/2" | na | na | Painted | na | Each | 0 | na | 0 | TFP1854 | 0
3110 | 57715AGCP | 137.95 | 18--2 | 0 | #577 Light Wt Rigid Coupling w/Gr A FP Pre-Lub Gskt | 1-1/2" | na | na | Galvanized | na | Each | 0 | na | 0 | TFP1854 | 0
3111 | 57720ACP | 131.08 | 18--2 | 0 | #577 Light Wt Rigid Coupling w/Gr A FP Pre-Lub Gskt | 2" | na | na | Painted | na | Each | 0 | na | 0 | TFP1854 | 0
3112 | 57720AGCP | 152.26 | 18--2 | 0 | #577 Light Wt Rigid Coupling w/Gr A FP Pre-Lub Gskt | 2" | na | na | Galvanized | na | Each | 0 | na | 0 | TFP1854 | 0
3113 | 57725ACP | 151.12 | 18--2 | 0 | #577 Light Wt Rigid Coupling w/Gr A FP Pre-Lub Gskt | 2-1/2" | na | na | Painted | na | Each | 0 | na | 0 | TFP1854 | 0
3114 | 57725AGCP | 179.74 | 18--2 | 0 | #577 Light Wt Rigid Coupling w/Gr A FP Pre-Lub Gskt | 2-1/2" | na | na | Galvanized | na | Each | 0 | na | 0 | TFP1854 | 0
3115 | 57730ACP | 172.87 | 18--2 | 0 | #577 Light Wt Rigid Coupling w/Gr A FP Pre-Lub Gskt | 3" | na | na | Painted | na | Each | 0 | na | 0 | TFP1854 | 0
3116 | 57730AGCP | 211.22 | 18--2 | 0 | #577 Light Wt Rigid Coupling w/Gr A FP Pre-Lub Gskt | 3" | na | na | Galvanized | na | Each | 0 | na | 0 | TFP1854 | 0
3117 | 57740ACP | 240.99 | 18--2 | 0 | #577 Light Wt Rigid Coupling w/Gr A FP Pre-Lub Gskt | 4" | na | na | Painted | na | Each | 0 | na | 0 | TFP1854 | 0
3118 | 57740AGCP | 287.92 | 18--2 | 0 | #577 Light Wt Rigid Coupling w/Gr A FP Pre-Lub Gskt | 4" | na | na | Galvanized | na | Each | 0 | na | 0 | TFP1854 | 0
3119 | 57750ACP | 317.11 | 18--2 | 0 | #577 Light Wt Rigid Coupling w/Gr A FP Pre-Lub Gskt | 5" | na | na | Painted | na | Each | 0 | na | 0 | TFP1854 | 0
3120 | 57750AGCP | 398.97 | 18--2 | 0 | #577 Light Wt Rigid Coupling w/Gr A FP Pre-Lub Gskt | 5" | na | na | Galvanized | na | Each | 0 | na | 0 | TFP1854 | 0
3121 | 57760ACP | 379.51 | 18--2 | 0 | #577 Light Wt Rigid Coupling w/Gr A FP Pre-Lub Gskt | 6" | na | na | Painted | na | Each | 0 | na | 0 | TFP1854 | 0
3122 | 57760AGCP | 460.21 | 18--2 | 0 | #577 Light Wt Rigid Coupling w/Gr A FP Pre-Lub Gskt | 6" | na | na | Galvanized | na | Each | 0 | na | 0 | TFP1854 | 0
3123 | 57780ACP | 630.79 | 18--2 | 0 | #577 Light Wt Rigid Coupling w/Gr A FP Pre-Lub Gskt | 8" | na | na | Painted | na | Each | 0 | na | 0 | TFP1854 | 0
3124 | 57780AGCP | 765.88 | 18--2 | 0 | #577 Light Wt Rigid Coupling w/Gr A FP Pre-Lub Gskt | 8" | na | na | Galvanized | na | Each | 0 | na | 0 | TFP1854 | 0
3125 | 57710ACP | 1395.52 | 18--2 | 0 | #577 Light Wt Rigid Coupling w/Gr A FP Pre-Lub Gskt | 10" | na | na | Painted | na | Each | 0 | na | 0 | TFP1854 | 0
3126 | 57710AGCP | 1863.74 | 18--2 | 0 | #577 Light Wt Rigid Coupling w/Gr A FP Pre-Lub Gskt | 10" | na | na | Galvanized | na | Each | 0 | na | 0 | TFP1854 | 0
3127 | 57712ACP | 1558.08 | 18--2 | 0 | #577 Light Wt Rigid Coupling w/Gr A FP Pre-Lub Gskt | 12" | na | na | Painted | na | Each | 0 | na | 0 | TFP1854 | 0
3128 | 57712AGCP | 2090.41 | 18--2 | 0 | #577 Light Wt Rigid Coupling w/Gr A FP Pre-Lub Gskt | 12" | na | na | Galvanized | na | Each | 0 | na | 0 | TFP1854 | 0
3129 | 57701E3S | 219.81 | 18--2 | 0 | #577 Rigid Tri-Seal Coupling w/Gr E EPDM Tri-Sl Gasket | 1" | na | na | Painted | na | Each | 0 | Use silicone Lubricant, Recommended for dry pipe systems and freezer applications. | 0 | TFP1854 | 0
3130 | 57701E3GS | 259.87 | 18--2 | 0 | #577 Rigid Tri-Seal Coupling w/Gr E EPDM Tri-Sl Gasket | 1" | na | na | Galvanized | na | Each | 0 | Use silicone Lubricant, Recommended for dry pipe systems and freezer applications. | 0 | TFP1854 | 0
3131 | 57713E3S | 114.2 | 18--2 | 0 | #577 Rigid Tri-Seal Coupling w/Gr E EPDM Tri-Sl Gasket | 1-1/4" | na | na | Painted | na | Each | 0 | Use silicone Lubricant, Recommended for dry pipe systems and freezer applications. | 0 | TFP1854 | 0
3132 | 57713E3GS | 136.81 | 18--2 | 0 | #577 Rigid Tri-Seal Coupling w/Gr E EPDM Tri-Sl Gasket | 1-1/4" | na | na | Galvanized | na | Each | 0 | Use silicone Lubricant, Recommended for dry pipe systems and freezer applications. | 0 | TFP1854 | 0
3133 | 57715E3S | 115.63 | 18--2 | 0 | #577 Rigid Tri-Seal Coupling w/Gr E EPDM Tri-Sl Gasket | 1-1/2" | na | na | Painted | na | Each | 0 | Use silicone Lubricant, Recommended for dry pipe systems and freezer applications. | 0 | TFP1854 | 0
3134 | 57715E3GS | 137.95 | 18--2 | 0 | #577 Rigid Tri-Seal Coupling w/Gr E EPDM Tri-Sl Gasket | 1-1/2" | na | na | Galvanized | na | Each | 0 | Use silicone Lubricant, Recommended for dry pipe systems and freezer applications. | 0 | TFP1854 | 0
3135 | 57720E3S | 131.08 | 18--2 | 0 | #577 Rigid Tri-Seal Coupling w/Gr E EPDM Tri-Sl Gasket | 2" | na | na | Painted | na | Each | 0 | Use silicone Lubricant, Recommended for dry pipe systems and freezer applications. | 0 | TFP1854 | 0
3136 | 57720E3GS | 152.26 | 18--2 | 0 | #577 Rigid Tri-Seal Coupling w/Gr E EPDM Tri-Sl Gasket | 2" | na | na | Galvanized | na | Each | 0 | Use silicone Lubricant, Recommended for dry pipe systems and freezer applications. | 0 | TFP1854 | 0
3137 | 57725E3S | 151.12 | 18--2 | 0 | #577 Rigid Tri-Seal Coupling w/Gr E EPDM Tri-Sl Gasket | 2 1/2" | na | na | Painted | na | Each | 0 | Use silicone Lubricant, Recommended for dry pipe systems and freezer applications. | 0 | TFP1854 | 0
3138 | 57725E3GS | 179.74 | 18--2 | 0 | #577 Rigid Tri-Seal Coupling w/Gr E EPDM Tri-Sl Gasket | 2 1/2" | na | na | Galvanized | na | Each | 0 | Use silicone Lubricant, Recommended for dry pipe systems and freezer applications. | 0 | TFP1854 | 0
3139 | 57730E3S | 172.87 | 18--2 | 0 | #577 Rigid Tri-Seal Coupling w/Gr E EPDM Tri-Sl Gasket | 3" | na | na | Painted | na | Each | 0 | Use silicone Lubricant, Recommended for dry pipe systems and freezer applications. | 0 | TFP1854 | 0
3140 | 57730E3GS | 211.22 | 18--2 | 0 | #577 Rigid Tri-Seal Coupling w/Gr E EPDM Tri-Sl Gasket | 3" | na | na | Galvanized | na | Each | 0 | Use silicone Lubricant, Recommended for dry pipe systems and freezer applications. | 0 | TFP1854 | 0
3141 | 57740E3S | 240.99 | 18--2 | 0 | #577 Rigid Tri-Seal Coupling w/Gr E EPDM Tri-Sl Gasket | 4" | na | na | Painted | na | Each | 0 | Use silicone Lubricant, Recommended for dry pipe systems and freezer applications. | 0 | TFP1854 | 0
3142 | 57740E3GS | 287.92 | 18--2 | 0 | #577 Rigid Tri-Seal Coupling w/Gr E EPDM Tri-Sl Gasket | 4" | na | na | Galvanized | na | Each | 0 | Use silicone Lubricant, Recommended for dry pipe systems and freezer applications. | 0 | TFP1854 | 0
3143 | 57750E3S | 560.38 | 18--2 | 0 | #577 Rigid Tri-Seal Coupling w/Gr E EPDM Tri-Sl Gasket | 5" | na | na | Painted | na | Each | 0 | Use silicone Lubricant, Recommended for dry pipe systems and freezer applications. | 0 | TFP1854 | 0
3144 | 57750E3GS | 645.67 | 18--2 | 0 | #577 Rigid Tri-Seal Coupling w/Gr E EPDM Tri-Sl Gasket | 5" | na | na | Galvanized | na | Each | 0 | Use silicone Lubricant, Recommended for dry pipe systems and freezer applications. | 0 | TFP1854 | 0
3145 | 57760E3S | 619.34 | 18--2 | 0 | #577 Rigid Tri-Seal Coupling w/Gr E EPDM Tri-Sl Gasket | 6" | na | na | Painted | na | Each | 0 | Use silicone Lubricant, Recommended for dry pipe systems and freezer applications. | 0 | TFP1854 | 0
3146 | 57760E3GS | 722.95 | 18--2 | 0 | #577 Rigid Tri-Seal Coupling w/Gr E EPDM Tri-Sl Gasket | 6" | na | na | Galvanized | na | Each | 0 | Use silicone Lubricant, Recommended for dry pipe systems and freezer applications. | 0 | TFP1854 | 0
3147 | 57780E3S | 998.27 | 18--2 | 0 | #577 Rigid Tri-Seal Coupling w/Gr E EPDM Tri-Sl Gasket | 8" | na | na | Painted | na | Each | 0 | Use silicone Lubricant, Recommended for dry pipe systems and freezer applications. | 0 | TFP1854 | 0
3148 | 57780E3GS | 1157.4 | 18--2 | 0 | #577 Rigid Tri-Seal Coupling w/Gr E EPDM Tri-Sl Gasket | 8" | na | na | Galvanized | na | Each | 0 | Use silicone Lubricant, Recommended for dry pipe systems and freezer applications. | 0 | TFP1854 | 0
3149 | 57710E3S | 2392.07 | 18--2 | 0 | #577 Rigid Tri-Seal Coupling w/Gr E EPDM Tri-Sl Gasket | 10" | na | na | Painted | na | Each | 0 | Use silicone Lubricant, Recommended for dry pipe systems and freezer applications. | 0 | TFP1854 | 0
3150 | 57710E3GS | 2128.19 | 18--2 | 0 | #577 Rigid Tri-Seal Coupling w/Gr E EPDM Tri-Sl Gasket | 10" | na | na | Galvanized | na | Each | 0 | Use silicone Lubricant, Recommended for dry pipe systems and freezer applications. | 0 | TFP1854 | 0
3151 | 57712E3S | 1911.82 | 18--2 | 0 | #577 Rigid Tri-Seal Coupling w/Gr E EPDM Tri-Sl Gasket | 12" | na | na | Painted | na | Each | 0 | Use silicone Lubricant, Recommended for dry pipe systems and freezer applications. | 0 | TFP1854 | 0
3152 | 57712E3GS | 2386.91 | 18--2 | 0 | #577 Rigid Tri-Seal Coupling w/Gr E EPDM Tri-Sl Gasket | 12" | na | na | Galvanized | na | Each | 0 | Use silicone Lubricant, Recommended for dry pipe systems and freezer applications. | 0 | TFP1854 | 0
3153 | 70501ACP | 113.63 | 18--3 | 0 | #705 Fire Protection Flexible Coupling | 1" | na | na | Painted | na | Each | 0 | Use silicone Lubricant, Recommended for dry pipe systems and freezer applications. | 0 | TFP1820 | 0
3154 | 70501AGCP | 140.24 | 18--3 | 0 | #705 Fire Protection Flexible Coupling | 1" | na | na | Galvanized | na | Each | 0 | Use silicone Lubricant, Recommended for dry pipe systems and freezer applications. | 0 | TFP1820 | 0
3155 | 70513ACP | 115.06 | 18--3 | 0 | #705 Fire Protection Flexible Coupling | 1-1/4" | na | na | Painted | na | Each | 0 | w/Grade "A" Fire Protection Pre-Lub. Gasket | 0 | TFP1820 | 0
3156 | 70513AGCP | 149.4 | 18--3 | 0 | #705 Fire Protection Flexible Coupling | 1-1/4" | na | na | Galvanized | na | Each | 0 | w/Grade "A" Fire Protection Pre-Lub. Gasket | 0 | TFP1820 | 0
3157 | 70515ACP | 139.67 | 18--3 | 0 | #705 Fire Protection Flexible Coupling | 1-1/2" | na | na | Painted | na | Each | 0 | w/Grade "A" Fire Protection Pre-Lub. Gasket | 0 | TFP1820 | 0
3158 | 70515AGCP | 174.59 | 18--3 | 0 | #705 Fire Protection Flexible Coupling | 1-1/2" | na | na | Galvanized | na | Each | 0 | w/Grade "A" Fire Protection Pre-Lub. Gasket | 0 | TFP1820 | 0
3159 | 70520ACP | 170.58 | 18--3 | 0 | #705 Fire Protection Flexible Coupling | 2" | na | na | Painted | na | Each | 0 | w/Grade "A" Fire Protection Pre-Lub. Gasket | 0 | TFP1820 | 0
3160 | 70520AGCP | 222.1 | 18--3 | 0 | #705 Fire Protection Flexible Coupling | 2" | na | na | Galvanized | na | Each | 0 | w/Grade "A" Fire Protection Pre-Lub. Gasket | 0 | TFP1820 | 0
3161 | 70525ACP | 197.48 | 18--3 | 0 | #705 Fire Protection Flexible Coupling | 2-1/2" | na | na | Painted | na | Each | 0 | w/Grade "A" Fire Protection Pre-Lub. Gasket | 0 | TFP1820 | 0
3162 | 70525AGCP | 274.18 | 18--3 | 0 | #705 Fire Protection Flexible Coupling | 2-1/2" | na | na | Galvanized | na | Each | 0 | w/Grade "A" Fire Protection Pre-Lub. Gasket | 0 | TFP1820 | 0
3163 | 70530ACP | 219.81 | 18--3 | 0 | #705 Fire Protection Flexible Coupling | 3" | na | na | Painted | na | Each | 0 | w/Grade "A" Fire Protection Pre-Lub. Gasket | 0 | TFP1820 | 0
3164 | 70530AGCP | 301.09 | 18--3 | 0 | #705 Fire Protection Flexible Coupling | 3" | na | na | Galvanized | na | Each | 0 | w/Grade "A" Fire Protection Pre-Lub. Gasket | 0 | TFP1820 | 0
3165 | 70540ACP | 314.25 | 18--3 | 0 | #705 Fire Protection Flexible Coupling | 4" | na | na | Painted | na | Each | 0 | w/Grade "A" Fire Protection Pre-Lub. Gasket | 0 | TFP1820 | 0
3166 | 70540AGCP | 441.33 | 18--3 | 0 | #705 Fire Protection Flexible Coupling | 4" | na | na | Galvanized | na | Each | 0 | w/Grade "A" Fire Protection Pre-Lub. Gasket | 0 | TFP1820 | 0
3167 | 70550ACP | 472.81 | 18--3 | 0 | #705 Fire Protection Flexible Coupling | 5" | na | na | Painted | na | Each | 0 | w/Grade "A" Fire Protection Pre-Lub. Gasket | 0 | TFP1820 | 0
3168 | 70550AGCP | 677.73 | 18--3 | 0 | #705 Fire Protection Flexible Coupling | 5" | na | na | Galvanized | na | Each | 0 | w/Grade "A" Fire Protection Pre-Lub. Gasket | 0 | TFP1820 | 0
3169 | 70560ACP | 559.81 | 18--3 | 0 | #705 Fire Protection Flexible Coupling | 6" | na | na | Painted | na | Each | 0 | w/Grade "A" Fire Protection Pre-Lub. Gasket | 0 | TFP1820 | 0
3170 | 70560AGCP | 799.65 | 18--3 | 0 | #705 Fire Protection Flexible Coupling | 6" | na | na | Galvanized | na | Each | 0 | w/Grade "A" Fire Protection Pre-Lub. Gasket | 0 | TFP1820 | 0
3171 | 70580ACP | 905.54 | 18--3 | 0 | #705 Fire Protection Flexible Coupling | 8" | na | na | Painted | na | Each | 0 | w/Grade "A" Fire Protection Pre-Lub. Gasket | 0 | TFP1820 | 0
3172 | 70580AGCP | 1345.14 | 18--3 | 0 | #705 Fire Protection Flexible Coupling | 8" | na | na | Galvanized | na | Each | 0 | w/Grade "A" Fire Protection Pre-Lub. Gasket | 0 | TFP1820 | 0
3173 | 70510ACP | 1474.51 | 18--3 | 0 | #705 Fire Protection Flexible Coupling | 10" | na | na | Painted | na | Each | 0 | w/Grade "A" Fire Protection Pre-Lub. Gasket | 0 | TFP1820 | 0
3174 | 70510AGCP | 3168.24 | 18--3 | 0 | #705 Fire Protection Flexible Coupling | 10" | na | na | Galvanized | na | Each | 0 | w/Grade "A" Fire Protection Pre-Lub. Gasket | 0 | TFP1820 | 0
3175 | 70512ACP | 1677.14 | 18--3 | 0 | #705 Fire Protection Flexible Coupling | 12" | na | na | Painted | na | Each | 0 | w/Grade "A" Fire Protection Pre-Lub. Gasket | 0 | TFP1820 | 0
3176 | 70512AGCP | 2399.51 | 18--3 | 0 | #705 Fire Protection Flexible Coupling | 12" | na | na | Galvanized | na | Each | 0 | w/Grade "A" Fire Protection Pre-Lub. Gasket | 0 | TFP1820 | 0
3177 | 70513E3S | 186.03 | 18--3 | 0 | #705 FlexTri-Seal Coupling w/Gr E EPDM Tri-Seal Gskt | 1-1/4" | na | na | Painted | na | Each | 0 | Use silicone Lubricant, Recommended for dry pipe systems and freezer applications. | 0 | TFP1820 | 0
3178 | 70513E3GS | 221.52 | 18--3 | 0 | #705 FlexTri-Seal Coupling w/Gr E EPDM Tri-Seal Gskt | 1-1/4" | na | na | Galvanized | na | Each | 0 | Use silicone Lubricant, Recommended for dry pipe systems and freezer applications. | 0 | TFP1820 | 0
3179 | 70515E3S | 203.21 | 18--3 | 0 | #705 FlexTri-Seal Coupling w/Gr E EPDM Tri-Seal Gskt | 1-1/2" | na | na | Painted | na | Each | 0 | Use silicone Lubricant, Recommended for dry pipe systems and freezer applications. | 0 | TFP1820 | 0
3180 | 70515E3GS | 242.13 | 18--3 | 0 | #705 FlexTri-Seal Coupling w/Gr E EPDM Tri-Seal Gskt | 1-1/2" | na | na | Galvanized | na | Each | 0 | Use silicone Lubricant, Recommended for dry pipe systems and freezer applications. | 0 | TFP1820 | 0
3181 | 70520E3S | 210.08 | 18--3 | 0 | #705 FlexTri-Seal Coupling w/Gr E EPDM Tri-Seal Gskt | 2" | na | na | Painted | na | Each | 0 | Use silicone Lubricant, Recommended for dry pipe systems and freezer applications. | 0 | TFP1820 | 0
3182 | 70520E3GS | 249 | 18--3 | 0 | #705 FlexTri-Seal Coupling w/Gr E EPDM Tri-Seal Gskt | 2" | na | na | Galvanized | na | Each | 0 | Use silicone Lubricant, Recommended for dry pipe systems and freezer applications. | 0 | TFP1820 | 0
3183 | 70525E3S | 249 | 18--3 | 0 | #705 FlexTri-Seal Coupling w/Gr E EPDM Tri-Seal Gskt | 2-1/2" | na | na | Painted | na | Each | 0 | Use silicone Lubricant, Recommended for dry pipe systems and freezer applications. | 0 | TFP1820 | 0
3184 | 70525E3GS | 293.65 | 18--3 | 0 | #705 FlexTri-Seal Coupling w/Gr E EPDM Tri-Seal Gskt | 2-1/2" | na | na | Galvanized | na | Each | 0 | Use silicone Lubricant, Recommended for dry pipe systems and freezer applications. | 0 | TFP1820 | 0
3185 | 70530E3S | 263.31 | 18--3 | 0 | #705 FlexTri-Seal Coupling w/Gr E EPDM Tri-Seal Gskt | 3" | na | na | Painted | na | Each | 0 | Use silicone Lubricant, Recommended for dry pipe systems and freezer applications. | 0 | TFP1820 | 0
3186 | 70530E3GS | 474.81 | 18--3 | 0 | #705 FlexTri-Seal Coupling w/Gr E EPDM Tri-Seal Gskt | 3" | na | na | Galvanized | na | Each | 0 | Use silicone Lubricant, Recommended for dry pipe systems and freezer applications. | 0 | TFP1820 | 0
3187 | 70540E3S | 374.93 | 18--3 | 0 | #705 FlexTri-Seal Coupling w/Gr E EPDM Tri-Seal Gskt | 4" | na | na | Painted | na | Each | 0 | Use silicone Lubricant, Recommended for dry pipe systems and freezer applications. | 0 | TFP1820 | 0
3188 | 70540E3GS | 687.75 | 18--3 | 0 | #705 FlexTri-Seal Coupling w/Gr E EPDM Tri-Seal Gskt | 4" | na | na | Galvanized | na | Each | 0 | Use silicone Lubricant, Recommended for dry pipe systems and freezer applications. | 0 | TFP1820 | 0
3189 | 70550E3S | 635.94 | 18--3 | 0 | #705 FlexTri-Seal Coupling w/Gr E EPDM Tri-Seal Gskt | 5" | na | na | Painted | na | Each | 0 | Use silicone Lubricant, Recommended for dry pipe systems and freezer applications. | 0 | TFP1820 | 0
3190 | 70550E3GS | 756.72 | 18--3 | 0 | #705 FlexTri-Seal Coupling w/Gr E EPDM Tri-Seal Gskt | 5" | na | na | Galvanized | na | Each | 0 | Use silicone Lubricant, Recommended for dry pipe systems and freezer applications. | 0 | TFP1820 | 0
3191 | 70560E3S | 700.62 | 18--3 | 0 | #705 FlexTri-Seal Coupling w/Gr E EPDM Tri-Seal Gskt | 6" | na | na | Painted | na | Each | 0 | Use silicone Lubricant, Recommended for dry pipe systems and freezer applications. | 0 | TFP1820 | 0
3192 | 70560E3GS | 850.02 | 18--3 | 0 | #705 FlexTri-Seal Coupling w/Gr E EPDM Tri-Seal Gskt | 6" | na | na | Galvanized | na | Each | 0 | Use silicone Lubricant, Recommended for dry pipe systems and freezer applications. | 0 | TFP1820 | 0
3193 | 70580E3S | 1163.12 | 18--3 | 0 | #705 FlexTri-Seal Coupling w/Gr E EPDM Tri-Seal Gskt | 8" | na | na | Painted | na | Each | 0 | Use silicone Lubricant, Recommended for dry pipe systems and freezer applications. | 0 | TFP1820 | 0
3194 | 70580E3GS | 1395.52 | 18--3 | 0 | #705 FlexTri-Seal Coupling w/Gr E EPDM Tri-Seal Gskt | 8" | na | na | Galvanized | na | Each | 0 | Use silicone Lubricant, Recommended for dry pipe systems and freezer applications. | 0 | TFP1820 | 0
3195 | 70510E3S | 1749.26 | 18--3 | 0 | #705 FlexTri-Seal Coupling w/Gr E EPDM Tri-Seal Gskt | 10" | na | na | Painted | na | Each | 0 | Use silicone Lubricant, Recommended for dry pipe systems and freezer applications. | 0 | TFP1820 | 0
3196 | 70510E3GS | 2350.28 | 18--3 | 0 | #705 FlexTri-Seal Coupling w/Gr E EPDM Tri-Seal Gskt | 10" | na | na | Galvanized | na | Each | 0 | Use silicone Lubricant, Recommended for dry pipe systems and freezer applications. | 0 | TFP1820 | 0
3197 | 70512E3S | 2054.92 | 18--3 | 0 | #705 FlexTri-Seal Coupling w/Gr E EPDM Tri-Seal Gskt | 12" | na | na | Painted | na | Each | 0 | Use silicone Lubricant, Recommended for dry pipe systems and freezer applications. | 0 | TFP1820 | 0
3198 | 70512E3GS | 2702.88 | 18--3 | 0 | #705 FlexTri-Seal Coupling w/Gr E EPDM Tri-Seal Gskt | 12" | na | na | Galvanized | na | Each | 0 | Use silicone Lubricant, Recommended for dry pipe systems and freezer applications. | 0 | TFP1820 | 0
3199 | 70701ES | 111.34 | 18--4 | 0 | #707 Heavy-Duty Flexible Coupling w/Gr E EPDM Gasket | 1" | na | na | Painted | na | Each | 0 | na | 0 | TFP1840 | 0
3200 | 70701EGS | 149.4 | 18--4 | 0 | #707 Heavy-Duty Flexible Coupling w/Gr E EPDM Gasket | 1" | na | na | Galvanized | na | Each | 0 | na | 0 | TFP1840 | 0
3201 | 70715ES | 158.56 | 18--4 | 0 | #707 Heavy-Duty Flexible Coupling w/Gr E EPDM Gasket | 1-1/2" | na | na | Painted | na | Each | 0 | na | 0 | TFP1840 | 0
3202 | 70715EGS | 207.21 | 18--4 | 0 | #707 Heavy-Duty Flexible Coupling w/Gr E EPDM Gasket | 1-1/2" | na | na | Galvanized | na | Each | 0 | na | 0 | TFP1840 | 0
3203 | 70720ES | 170.58 | 18--4 | 0 | #707 Heavy-Duty Flexible Coupling w/Gr E EPDM Gasket | 2" | na | na | Painted | na | Each | 0 | na | 0 | TFP1840 | 0
3204 | 70720EGS | 211.79 | 18--4 | 0 | #707 Heavy-Duty Flexible Coupling w/Gr E EPDM Gasket | 2" | na | na | Galvanized | na | Each | 0 | na | 0 | TFP1840 | 0
3205 | 70725ES | 194.05 | 18--4 | 0 | #707 Heavy-Duty Flexible Coupling w/Gr E EPDM Gasket | 2-1/2" | na | na | Painted | na | Each | 0 | na | 0 | TFP1840 | 0
3206 | 70725EGS | 274.18 | 18--4 | 0 | #707 Heavy-Duty Flexible Coupling w/Gr E EPDM Gasket | 2-1/2" | na | na | Galvanized | na | Each | 0 | na | 0 | TFP1840 | 0
3207 | 70730ES | 221.52 | 18--4 | 0 | #707 Heavy-Duty Flexible Coupling w/Gr E EPDM Gasket | 3" | na | na | Painted | na | Each | 0 | na | 0 | TFP1840 | 0
3208 | 70730EGS | 301.09 | 18--4 | 0 | #707 Heavy-Duty Flexible Coupling w/Gr E EPDM Gasket | 3" | na | na | Galvanized | na | Each | 0 | na | 0 | TFP1840 | 0
3209 | 70740ES | 310.82 | 18--4 | 0 | #707 Heavy-Duty Flexible Coupling w/Gr E EPDM Gasket | 4" | na | na | Painted | na | Each | 0 | na | 0 | TFP1840 | 0
3210 | 70740EGS | 441.33 | 18--4 | 0 | #707 Heavy-Duty Flexible Coupling w/Gr E EPDM Gasket | 4" | na | na | Galvanized | na | Each | 0 | na | 0 | TFP1840 | 0
3211 | 70750ES | 472.81 | 18--4 | 0 | #707 Heavy-Duty Flexible Coupling w/Gr E EPDM Gasket | 5" | na | na | Painted | na | Each | 0 | na | 0 | TFP1840 | 0
3212 | 70760ES | 559.81 | 18--4 | 0 | #707 Heavy-Duty Flexible Coupling w/Gr E EPDM Gasket | 6" | na | na | Painted | na | Each | 0 | na | 0 | TFP1840 | 0
3213 | 70780ES | 905.54 | 18--4 | 0 | #707 Heavy-Duty Flexible Coupling w/Gr E EPDM Gasket | 8" | na | na | Painted | na | Each | 0 | na | 0 | TFP1840 | 0
3214 | 70780EGS | 1345.14 | 18--4 | 0 | #707 Heavy-Duty Flexible Coupling w/Gr E EPDM Gasket | 8" | na | na | Galvanized | na | Each | 0 | na | 0 | TFP1840 | 0
3215 | 70710ES | 1474.51 | 18--4 | 0 | #707 Heavy-Duty Flexible Coupling w/Gr E EPDM Gasket | 10" | na | na | Painted | na | Each | 0 | na | 0 | TFP1840 | 0
3216 | 70712ES | 1677.14 | 18--4 | 0 | #707 Heavy-Duty Flexible Coupling w/Gr E EPDM Gasket | 12" | na | na | Painted | na | Each | 0 | na | 0 | TFP1840 | 0
3217 | 70712EGS | 2399.51 | 18--4 | 0 | #707 Heavy-Duty Flexible Coupling w/Gr E EPDM Gasket | 12" | na | na | Galvanized | na | Each | 0 | na | 0 | TFP1840 | 0
3218 | 70715E3S | 221.52 | 18--4 | 0 | #707 Heavy Duty Flexible Coupling w/Gr E EPDM Tri-Seal Gasket | 1-1/2" | na | na | Painted | na | Each | 0 | na | 0 | TFP1840 | 0
3219 | 70720E3S | 233.54 | 18--4 | 0 | #707 Heavy Duty Flexible Coupling w/Gr E EPDM Tri-Seal Gasket | 2" | na | na | Painted | na | Each | 0 | na | 0 | TFP1840 | 0
3220 | 70725E3S | 281.63 | 18--4 | 0 | #707 Heavy Duty Flexible Coupling w/Gr E EPDM Tri-Seal Gasket | 2-1/2" | na | na | Painted | na | Each | 0 | na | 0 | TFP1840 | 0
3221 | 70740E3S | 420.15 | 18--4 | 0 | #707 Heavy Duty Flexible Coupling w/Gr E EPDM Tri-Seal Gasket | 4" | na | na | Painted | na | Each | 0 | na | 0 | TFP1840 | 0
3222 | 70740E3GS | 547.22 | 18--4 | 0 | #707 Heavy Duty Flexible Coupling w/Gr E EPDM Tri-Seal Gasket | 4" | na | na | Galvanized | na | Each | 0 | na | 0 | TFP1840 | 0
3223 | 7162015ES | 222.67 | 18--5 | 0 | #716 Reducing Coupling w/Gd E EPDM Gasket Non-Lub. | 2" x 1-1/2" | na | na | Painted | na | Each | 0 | na | 0 | TFP1830 | 0
3224 | 7162015EGS | 271.89 | 18--5 | 0 | #716 Reducing Coupling w/Gd E EPDM Gasket Non-Lub. | 2" x 1-1/2" | na | na | Galvanized | na | Each | 0 | na | 0 | TFP1830 | 0
3225 | 7162520ES | 291.93 | 18--5 | 0 | #716 Reducing Coupling w/Gd E EPDM Gasket Non-Lub. | 2-1/2" x 2" | na | na | Painted | na | Each | 0 | na | 0 | TFP1830 | 0
3226 | 7162520EGS | 362.33 | 18--5 | 0 | #716 Reducing Coupling w/Gd E EPDM Gasket Non-Lub. | 2-1/2" x 2" | na | na | Galvanized | na | Each | 0 | na | 0 | TFP1830 | 0
3227 | 7163020ES | 328.56 | 18--5 | 0 | #716 Reducing Coupling w/Gd E EPDM Gasket Non-Lub. | 3" x 2" | na | na | Painted | na | Each | 0 | na | 0 | TFP1830 | 0
3228 | 7163020EGS | 415.57 | 18--5 | 0 | #716 Reducing Coupling w/Gd E EPDM Gasket Non-Lub. | 3" x 2" | na | na | Galvanized | na | Each | 0 | na | 0 | TFP1830 | 0
3229 | 7163025ES | 286.2 | 18--5 | 0 | #716 Reducing Coupling w/Gd E EPDM Gasket Non-Lub. | 3" x 2-1/2" | na | na | Painted | na | Each | 0 | na | 0 | TFP1830 | 0
3230 | 7163025EGS | 362.33 | 18--5 | 0 | #716 Reducing Coupling w/Gd E EPDM Gasket Non-Lub. | 3" x 2-1/2" | na | na | Galvanized | na | Each | 0 | na | 0 | TFP1830 | 0
3231 | 7164020ES | 517.45 | 18--5 | 0 | #716 Reducing Coupling w/Gd E EPDM Gasket Non-Lub. | 4" x 2" | na | na | Painted | na | Each | 0 | na | 0 | TFP1830 | 0
3232 | 7164020EGS | 651.4 | 18--5 | 0 | #716 Reducing Coupling w/Gd E EPDM Gasket Non-Lub. | 4" x 2" | na | na | Galvanized | na | Each | 0 | na | 0 | TFP1830 | 0
3233 | 7164025ES | 464.79 | 18--5 | 0 | #716 Reducing Coupling w/Gd E EPDM Gasket Non-Lub. | 4" x 2-1/2" | na | na | Painted | na | Each | 0 | na | 0 | TFP1830 | 0
3234 | 7164025EGS | 610.18 | 18--5 | 0 | #716 Reducing Coupling w/Gd E EPDM Gasket Non-Lub. | 4" x 2-1/2" | na | na | Galvanized | na | Each | 0 | na | 0 | TFP1830 | 0
3235 | 7164030ES | 437.32 | 18--5 | 0 | #716 Reducing Coupling w/Gd E EPDM Gasket Non-Lub. | 4" x 3" | na | na | Painted | na | Each | 0 | na | 0 | TFP1830 | 0
3236 | 7164030EGS | 562.67 | 18--5 | 0 | #716 Reducing Coupling w/Gd E EPDM Gasket Non-Lub. | 4" x 3" | na | na | Galvanized | na | Each | 0 | na | 0 | TFP1830 | 0
3237 | 7165040ES | 583.85 | 18--5 | 0 | #716 Reducing Coupling w/Gd E EPDM Gasket Non-Lub. | 5" x 4" | na | na | Painted | na | Each | 0 | na | 0 | TFP1830 | 0
3238 | 7165040EGS | 764.73 | 18--5 | 0 | #716 Reducing Coupling w/Gd E EPDM Gasket Non-Lub. | 5" x 4" | na | na | Galvanized | na | Each | 0 | na | 0 | TFP1830 | 0
3239 | 7166040ES | 877.49 | 18--5 | 0 | #716 Reducing Coupling w/Gd E EPDM Gasket Non-Lub. | 6" x 4" | na | na | Painted | na | Each | 0 | na | 0 | TFP1830 | 0
3240 | 7166040EGS | 1104.16 | 18--5 | 0 | #716 Reducing Coupling w/Gd E EPDM Gasket Non-Lub. | 6" x 4" | na | na | Galvanized | na | Each | 0 | na | 0 | TFP1830 | 0
3241 | 7166050ES | 769.88 | 18--5 | 0 | #716 Reducing Coupling w/Gd E EPDM Gasket Non-Lub. | 6" x 5" | na | na | Painted | na | Each | 0 | na | 0 | TFP1830 | 0
3242 | 7166050EGS | 995.98 | 18--5 | 0 | #716 Reducing Coupling w/Gd E EPDM Gasket Non-Lub. | 6" x 5" | na | na | Galvanized | na | Each | 0 | na | 0 | TFP1830 | 0
3243 | 7168060ES | 1311.95 | 18--5 | 0 | #716 Reducing Coupling w/Gd E EPDM Gasket Non-Lub. | 8" x 6" | na | na | Painted | na | Each | 0 | na | 0 | TFP1830 | 0
3244 | 7168060EGS | 1659.96 | 18--5 | 0 | #716 Reducing Coupling w/Gd E EPDM Gasket Non-Lub. | 8" x 6" | na | na | Galvanized | na | Each | 0 | na | 0 | TFP1830 | 0
3245 | 7162520W | 48.09 | 18--5 | 0 | #716 Reducing Coupling Plate | 2-1/2" x 2" | na | na | na | na | Each | 0 | na | 0 | TFP1830 | 0
3246 | 7163020W | 141.39 | 18--5 | 0 | #716 Reducing Coupling Plate | 3" x 2" | na | na | na | na | Each | 0 | na | 0 | TFP1830 | 0
3247 | 7163025W | 81.29 | 18--5 | 0 | #716 Reducing Coupling Plate | 3" x 2-1/2" | na | na | na | na | Each | 0 | na | 0 | TFP1830 | 0
3248 | 7164020W | 109.91 | 18--5 | 0 | #716 Reducing Coupling Plate | 4" x 2" | na | na | na | na | Each | 0 | na | 0 | TFP1830 | 0
3249 | 7164025W | 262.74 | 18--5 | 0 | #716 Reducing Coupling Plate | 4" x 2-1/2" | na | na | na | na | Each | 0 | na | 0 | TFP1830 | 0
3250 | 7164030W | 236.12 | 18--5 | 0 | #716 Reducing Coupling Plate | 4" x 3" | na | na | na | na | Each | 0 | na | 0 | TFP1830 | 0
3251 | 7166040W | 229.54 | 18--5 | 0 | #716 Reducing Coupling Plate | 6" x 4" | na | na | na | na | Each | 0 | na | 0 | TFP1830 | 0
3252 | 7168060W | 317.11 | 18--5 | 0 | #716 Reducing Coupling Plate | 8"x 6" | na | na | na | na | Each | 0 | na | 0 | TFP1830 | 0
3253 | 2015EPDME | 86.72 | 18--5 | 0 | #716 Reducing Replacement Gasket | 2" x 1-1/2" | na | na | Grade E, EPDM | na | Each | 0 | na | 0 | TFP1895 | 0
3254 | 3020EPDME | 127.08 | 18--5 | 0 | #716 Reducing Replacement Gasket | 3" x 2" | na | na | Grade E, EPDM | na | Each | 0 | na | 0 | TFP1895 | 0
3255 | 4020EPDME | 147.11 | 18--5 | 0 | #716 Reducing Replacement Gasket | 4" x 2" | na | na | Grade E, EPDM | na | Each | 0 | na | 0 | TFP1895 | 0
3256 | 4025EPDME | 147.68 | 18--5 | 0 | #716 Reducing Replacement Gasket | 4" x 2-1/2" | na | na | Grade E, EPDM | na | Each | 0 | na | 0 | TFP1895 | 0
3257 | 4030EPDME | 151.69 | 18--5 | 0 | #716 Reducing Replacement Gasket | 4" x 3" | na | na | Grade E, EPDM | na | Each | 0 | na | 0 | TFP1895 | 0
3258 | 7120S | 491.12 | 18--6 | 0 | #71 Grvd Flange Adapter w/Gr E EPDM Gasket Non-Lub. | 2" | na | na | Painted | na | Each | 0 | na | 0 | TFP1880 | 0
3259 | 7120GS | 568.97 | 18--6 | 0 | #71 Grvd Flange Adapter w/Gr E EPDM Gasket Non-Lub. | 2" | na | na | Galvanized | na | Each | 0 | na | 0 | TFP1880 | 0
3260 | 7125S | 570.69 | 18--6 | 0 | #71 Grvd Flange Adapter w/Gr E EPDM Gasket Non-Lub. | 2-1/2" | na | na | Painted | na | Each | 0 | na | 0 | TFP1880 | 0
3261 | 7125GS | 677.73 | 18--6 | 0 | #71 Grvd Flange Adapter w/Gr E EPDM Gasket Non-Lub. | 2-1/2" | na | na | Galvanized | na | Each | 0 | na | 0 | TFP1880 | 0
3262 | 7130S | 642.81 | 18--6 | 0 | #71 Grvd Flange Adapter w/Gr E EPDM Gasket Non-Lub. | 3" | na | na | Painted | na | Each | 0 | na | 0 | TFP1880 | 0
3263 | 7130GS | 769.88 | 18--6 | 0 | #71 Grvd Flange Adapter w/Gr E EPDM Gasket Non-Lub. | 3" | na | na | Galvanized | na | Each | 0 | na | 0 | TFP1880 | 0
3264 | 7140S | 836.28 | 18--6 | 0 | #71 Grvd Flange Adapter w/Gr E EPDM Gasket Non-Lub. | 4" | na | na | Painted | na | Each | 0 | na | 0 | TFP1880 | 0
3265 | 7140GS | 1017.16 | 18--6 | 0 | #71 Grvd Flange Adapter w/Gr E EPDM Gasket Non-Lub. | 4" | na | na | Galvanized | na | Each | 0 | na | 0 | TFP1880 | 0
3266 | 7150S | 1000.56 | 18--6 | 0 | #71 Grvd Flange Adapter w/Gr E EPDM Gasket Non-Lub. | 5" | na | na | Painted | na | Each | 0 | na | 0 | TFP1880 | 0
3267 | 7150GS | 1219.22 | 18--6 | 0 | #71 Grvd Flange Adapter w/Gr E EPDM Gasket Non-Lub. | 5" | na | na | Galvanized | na | Each | 0 | na | 0 | TFP1880 | 0
3268 | 7160S | 1092.14 | 18--6 | 0 | #71 Grvd Flange Adapter w/Gr E EPDM Gasket Non-Lub. | 6" | na | na | Painted | na | Each | 0 | na | 0 | TFP1880 | 0
3269 | 7160GS | 1326.83 | 18--6 | 0 | #71 Grvd Flange Adapter w/Gr E EPDM Gasket Non-Lub. | 6" | na | na | Galvanized | na | Each | 0 | na | 0 | TFP1880 | 0
3270 | 7180S | 1370.33 | 18--6 | 0 | #71 Grvd Flange Adapter w/Gr E EPDM Gasket Non-Lub. | 8" | na | na | Painted | na | Each | 0 | na | 0 | TFP1880 | 0
3271 | 7180GS | 1713.77 | 18--6 | 0 | #71 Grvd Flange Adapter w/Gr E EPDM Gasket Non-Lub. | 8" | na | na | Galvanized | na | Each | 0 | na | 0 | TFP1880 | 0
3272 | 7110S | 2631.9 | 18--6 | 0 | #71 Grvd Flange Adapter w/Gr E EPDM Gasket Non-Lub. | 10" | na | na | Painted | na | Each | 0 | na | 0 | TFP1880 | 0
3273 | 7110GS | 3345.11 | 18--6 | 0 | #71 Grvd Flange Adapter w/Gr E EPDM Gasket Non-Lub. | 10" | na | na | Galvanized | na | Each | 0 | na | 0 | TFP1880 | 0
3274 | 7112S | 3440.13 | 18--6 | 0 | #71 Grvd Flange Adapter w/Gr E EPDM Gasket Non-Lub. | 12" | na | na | Painted | na | Each | 0 | na | 0 | TFP1880 | 0
3275 | 7112GS | 4416.64 | 18--6 | 0 | #71 Grvd Flange Adapter w/Gr E EPDM Gasket Non-Lub. | 12" | na | na | Galvanized | na | Each | 0 | na | 0 | TFP1880 | 0
3276 | 7120FWC | 234.12 | 18--6 | 0 | #71 Metal Washer | 2" | na | na | na | na | Each | 0 | na | 0 | TFP1895 | 0
3277 | 7125FWC | 246.14 | 18--6 | 0 | #71 Metal Washer | 2-1/2" | na | na | na | na | Each | 0 | na | 0 | TFP1895 | 0
3278 | 7130FWC | 287.92 | 18--6 | 0 | #71 Metal Washer | 3" | na | na | na | na | Each | 0 | na | 0 | TFP1895 | 0
3279 | 7140FWC | 332.57 | 18--6 | 0 | #71 Metal Washer | 4" | na | na | na | na | Each | 0 | na | 0 | TFP1895 | 0
3280 | 7150FWC | 401.83 | 18--6 | 0 | #71 Metal Washer | 5" | na | na | na | na | Each | 0 | na | 0 | TFP1895 | 0
3281 | 7160FWC | 459.07 | 18--6 | 0 | #71 Metal Washer | 6" | na | na | na | na | Each | 0 | na | 0 | TFP1895 | 0
3282 | 7180FWC | 578.13 | 18--6 | 0 | #71 Metal Washer | 8" | na | na | na | na | Each | 0 | na | 0 | TFP1895 | 0
3283 | 7110FWC | 797.93 | 18--6 | 0 | #71 Metal Washer | 10" | na | na | na | na | Each | 0 | na | 0 | TFP1895 | 0
3284 | 7112FWC | 1165.41 | 18--6 | 0 | #71 Metal Washer | 12" | na | na | na | na | Each | 0 | na | 0 | TFP1895 | 0
3285 | 50240P | 31.77 | 18--6 | 0 | #71 Flange Adapter Nut, Bolt & Gasket Kit | 2" | na | na | na | na | Each | 0 | na | 0 | 0 | 0
3286 | 7125EPDME | 88.44 | 18--6 | 0 | Replacement Gasket Grade "E" EPDM Gasket (for #71) | 2-1/2" | na | na | na | na | Each | 0 | na | 0 | TFP1895 | 0
3287 | 50241P | 32.63 | 18--6 | 0 | #71 Flange Adapter Nut, Bolt & Gasket Kit | 2-1/2" | na | na | na | na | Each | 0 | na | 0 | 0 | 0
3288 | 7130EPDME | 94.16 | 18--6 | 0 | Replacement Gasket Grade "E" EPDM Gasket (for #71) | 3" | na | na | na | na | Each | 0 | na | 0 | TFP1895 | 0
3289 | 50242P | 34.35 | 18--6 | 0 | #71 Flange Adapter Nut, Bolt & Gasket Kit | 3" | na | na | na | na | Each | 0 | na | 0 | 0 | 0
3290 | 7140EPDME | 120.78 | 18--6 | 0 | Replacement Gasket Grade "E" EPDM Gasket (for #71) | 4" | na | na | na | na | Each | 0 | na | 0 | TFP1895 | 0
3291 | 50243P | 66.4 | 18--6 | 0 | #71 Flange Adapter Nut, Bolt & Gasket Kit | 4" | na | na | na | na | Each | 0 | na | 0 | 0 | 0
3292 | 50248P | 73.84 | 18--6 | 0 | #71 Flange Adapter Nut, Bolt & Gasket Kit | 5" | na | na | na | na | Each | 0 | na | 0 | 0 | 0
3293 | 7160EPDME | 162.57 | 18--6 | 0 | Replacement Gasket Grade "E" EPDM Gasket (for #71) | 6" | na | na | na | na | Each | 0 | na | 0 | TFP1895 | 0
3294 | 50244P | 78.14 | 18--6 | 0 | #71 Flange Adapter Nut, Bolt & Gasket Kit | 6" | na | na | na | na | Each | 0 | na | 0 | 0 | 0
3295 | 7180EPDME | 219.81 | 18--6 | 0 | Replacement Gasket Grade "E" EPDM Gasket (for #71) | 8" | na | na | na | na | Each | 0 | na | 0 | TFP1895 | 0
3296 | 50245P | 79 | 18--6 | 0 | #71 Flange Adapter Nut, Bolt & Gasket Kit | 8" | na | na | na | na | Each | 0 | na | 0 | 0 | 0
3297 | 7110EPDME | 278.19 | 18--6 | 0 | Replacement Gasket Grade "E" EPDM Gasket (for #71) | 10" | na | na | na | na | Each | 0 | na | 0 | TFP1895 | 0
3298 | 50246P | 258.73 | 18--6 | 0 | #71 Flange Adapter Nut, Bolt & Gasket Kit | 10" | na | na | na | na | Each | 0 | na | 0 | 0 | 0
3299 | 7112EPDME | 322.84 | 18--6 | 0 | Replacement Gasket Grade "E" EPDM Gasket (for #71) | 12" | na | na | na | na | Each | 0 | na | 0 | TFP1895 | 0
3300 | 50247P | 397.55 | 18--6 | 0 | #71 Flange Adapter Nut, Bolt & Gasket Kit | 12" | na | na | na | na | Each | 0 | na | 0 | 0 | 0
3301 | 01EPDME3 | 151.69 | 18--7 | 0 | Replace Tri-Seal Grade E EPDM Gasket (#577, #705) | 1" | na | na | na | na | Each | 0 | na | 0 | TFP1895 | 0
3302 | 13EPDMAC | 107.62 | 18--7 | 0 | Replace Gaskets Grade "A"-Pre-Lube Fire Prot. | 1-1/4" | na | na | na | na | Each | 0 | (for #577, #705) | 0 | TFP1895 | 0
3303 | 15EPDME3 | 170.58 | 18--7 | 0 | Replace Tri-Seal Grade E EPDM Gasket (#577, #705) | 1-1/2" | na | na | na | na | Each | 0 | na | 0 | TFP1895 | 0
3304 | 20EPDMAC | 121.35 | 18--7 | 0 | Replace Gaskets Grade "A"-Pre-Lube Fire Prot. | 2" | na | na | na | na | Each | 0 | (for #577, #705) | 0 | TFP1895 | 0
3305 | 20EPDME3 | 184.89 | 18--7 | 0 | Replace Tri-Seal Grade E EPDM Gasket (#577, #705) | 2" | na | na | na | na | Each | 0 | na | 0 | TFP1895 | 0
3306 | 25EPDMAC | 132.8 | 18--7 | 0 | Replace Gaskets Grade "A"-Pre-Lube Fire Prot. | 2-1/2" | na | na | na | na | Each | 0 | (for #577, #705) | 0 | TFP1895 | 0
3307 | 25EPDME3 | 190.61 | 18--7 | 0 | Replace Tri-Seal Grade E EPDM Gasket (#577, #705) | 2-1/2" | na | na | na | na | Each | 0 | na | 0 | TFP1895 | 0
3308 | 7125EPDME | 88.44 | 18--7 | 0 | Replacement Gasket Grade "E" EPDM Gasket (for #71) | 2-1/2" | na | na | na | na | Each | 0 | na | 0 | TFP1895 | 0
3309 | 30EPDMAC | 151.69 | 18--7 | 0 | Replace Gaskets Grade "A"-Pre-Lube Fire Prot. | 3" | na | na | na | na | Each | 0 | (for #577, #705) | 0 | TFP1895 | 0
3310 | 30EPDME3 | 227.25 | 18--7 | 0 | Replace Tri-Seal Grade E EPDM Gasket (#577, #705) | 3" | na | na | na | na | Each | 0 | na | 0 | TFP1895 | 0
3311 | 7130EPDME | 94.16 | 18--7 | 0 | Replacement Gasket Grade "E" EPDM Gasket (for #71) | 3" | na | na | na | na | Each | 0 | na | 0 | TFP1895 | 0
3312 | 40EPDMAC | 202.63 | 18--7 | 0 | Replace Gaskets Grade "A"-Pre-Lube Fire Prot. | 4" | na | na | na | na | Each | 0 | (for #577, #705) | 0 | TFP1895 | 0
3313 | 40EPDME3 | 449.91 | 18--7 | 0 | Replace Tri-Seal Grade E EPDM Gasket (#577, #705) | 4" | na | na | na | na | Each | 0 | na | 0 | TFP1895 | 0
3314 | 7140EPDME | 120.78 | 18--7 | 0 | Replacement Gasket Grade "E" EPDM Gasket (for #71) | 4" | na | na | na | na | Each | 0 | na | 0 | TFP1895 | 0
3315 | 60EPDMAC | 214.65 | 18--7 | 0 | Replace Gaskets Grade "A"-Pre-Lube Fire Prot. | 6" | na | na | na | na | Each | 0 | (for #577, #705) | 0 | TFP1895 | 0
3316 | 60EPDME3 | 533.48 | 18--7 | 0 | Replace Tri-Seal Grade E EPDM Gasket (#577, #705) | 6" | na | na | na | na | Each | 0 | na | 0 | TFP1895 | 0
3317 | 7160EPDME | 162.57 | 18--7 | 0 | Replacement Gasket Grade "E" EPDM Gasket (for #71) | 6" | na | na | na | na | Each | 0 | na | 0 | TFP1895 | 0
3318 | 7180EPDME | 219.81 | 18--7 | 0 | Replacement Gasket Grade "E" EPDM Gasket (for #71) | 8" | na | na | na | na | Each | 0 | na | 0 | TFP1895 | 0
3319 | 10EPDMAC | 338.87 | 18--7 | 0 | Replace Gaskets Grade "A"-Pre-Lube Fire Prot. | 10" | na | na | na | na | Each | 0 | na | 0 | TFP1895 | 0
3320 | 7110EPDME | 278.19 | 18--7 | 0 | Replacement Gasket Grade "E" EPDM Gasket (for #71) | 10" | na | na | na | na | Each | 0 | na | 0 | TFP1895 | 0
3321 | 7112EPDME | 322.84 | 18--7 | 0 | Replacement Gasket Grade "E" EPDM Gasket (for #71) | 12" | na | na | na | na | Each | 0 | na | 0 | TFP1895 | 0
3322 | NB37225 | 41.79 | 18--7 | 0 | Coupling Nut and Bolt Kits | 3/8" x 2-1/4" | na | na | na | na | Each | 0 | na | 0 | 0 | 0
3323 | NBSS37225 | POA | 18--7 | 0 | Coupling Nut and Bolt Kits (stainless steel) | 3/8" x 2-1/4" | na | na | na | na | Each | 0 | na | 0 | 0 | 0
3324 | NB50300 | 45.51 | 18--7 | 0 | Coupling Nut and Bolt Kits | 1/2" x 3" | na | na | na | na | Each | 0 | na | 0 | 0 | 0
3325 | NBSS50300 | POA | 18--7 | 0 | Coupling Nut and Bolt Kits (stainless steel) | 1/2" x 3" | na | na | na | na | Each | 0 | na | 0 | 0 | 0
3326 | NB62325 | 51.23 | 18--7 | 0 | Coupling Nut and Bolt Kits | 5/8" x 3-1/4" | na | na | na | na | Each | 0 | na | 0 | 0 | 0
3327 | NBSS62325 | POA | 18--7 | 0 | Coupling Nut and Bolt Kits (stainless steel) | 5/8" x 3-1/4" | na | na | na | na | Each | 0 | na | 0 | 0 | 0
3328 | NB62350 | 56.1 | 18--7 | 0 | Coupling Nut and Bolt Kits | 5/8" x 3-1/2" | na | na | na | na | Each | 0 | na | 0 | 0 | 0
3329 | NB62475 | 86.72 | 18--7 | 0 | Coupling Nut and Bolt Kits | 5/8" x 4-3/4" | na | na | na | na | Each | 0 | na | 0 | 0 | 0
3330 | NB75475 | 79.85 | 18--7 | 0 | Coupling Nut and Bolt Kits | 3/4" x 4-3/4" | na | na | na | na | Each | 0 | na | 0 | 0 | 0
3331 | NBSS75475 | POA | 18--7 | 0 | Coupling Nut and Bolt Kits (stainless steel) | 3/4" x 4-3/4" | na | na | na | na | Each | 0 | na | 0 | 0 | 0
3332 | NB87650 | 132.23 | 18--7 | 0 | Coupling Nut and Bolt Kits | 7/8" x 6-1/2" | na | na | na | na | Each | 0 | na | 0 | 0 | 0
3333 | NB10550 | 132.23 | 18--7 | 0 | Coupling Nut and Bolt Kits | 1" x 5-1/2" | na | na | na | na | Each | 0 | na | 0 | 0 | 0
3334 | NB10650 | 139.67 | 18--7 | 0 | Coupling Nut and Bolt Kits | 1" x 6-1/2" | na | na | na | na | Each | 0 | na | 0 | 0 | 0
3335 | NB12575 | 178.02 | 18--7 | 0 | Coupling Nut and Bolt Kits | 1-1/8" x 5-3/4" | na | na | na | na | Each | 0 | na | 0 | 0 | 0
3336 | 32005 | 94.16 | 18--7 | 0 | Grinnell Gasket Lubricant | Quart | na | na | na | na | Each | 0 | na | 0 | 0 | 0
3337 | PT2000 | 203.21 | 18--7 | 0 | Grinnell Pipe Tape | 1 Roll | na | na | Chrome | na | Each | 0 | Chrome Plated w/Grinnell Logo | 0 | 0 | 0
3338 | 510S20P | 100.46 | 18--8 | 0 | #510S Short Pattern - Grooved 90° Elbow | 2" | na | na | Painted | na | Each | 0 | na | 0 | TFP1815 | 0
3339 | 510S20GP | 129.94 | 18--8 | 0 | #510S Short Pattern - Grooved 90° Elbow | 2" | na | na | Galvanized | na | Each | 0 | na | 0 | TFP1815 | 0
3340 | 510S25P | 132.8 | 18--8 | 0 | #510S Short Pattern - Grooved 90° Elbow | 2-1/2" | na | na | Painted | na | Each | 0 | na | 0 | TFP1815 | 0
3341 | 510S25GP | 179.74 | 18--8 | 0 | #510S Short Pattern - Grooved 90° Elbow | 2-1/2" | na | na | Galvanized | na | Each | 0 | na | 0 | TFP1815 | 0
3342 | 510S30P | 175.16 | 18--8 | 0 | #510S Short Pattern - Grooved 90° Elbow | 3" | na | na | Painted | na | Each | 0 | na | 0 | TFP1815 | 0
3343 | 510S30GP | 233.54 | 18--8 | 0 | #510S Short Pattern - Grooved 90° Elbow | 3" | na | na | Galvanized | na | Each | 0 | na | 0 | TFP1815 | 0
3344 | 510S40P | 249 | 18--8 | 0 | #510S Short Pattern - Grooved 90° Elbow | 4" | na | na | Painted | na | Each | 0 | na | 0 | TFP1815 | 0
3345 | 510S40GP | 345.16 | 18--8 | 0 | #510S Short Pattern - Grooved 90° Elbow | 4" | na | na | Galvanized | na | Each | 0 | na | 0 | TFP1815 | 0
3346 | 510S60P | 686.31 | 18--8 | 0 | #510S Short Pattern - Grooved 90° Elbow | 6" | na | na | Painted | na | Each | 0 | na | 0 | TFP1815 | 0
3347 | 510S60GP | 942.18 | 18--8 | 0 | #510S Short Pattern - Grooved 90° Elbow | 6" | na | na | Galvanized | na | Each | 0 | na | 0 | TFP1815 | 0
3348 | 510S80P | 1337.13 | 18--8 | 0 | #510S Short Pattern - Grooved 90° Elbow | 8" | na | na | Painted | na | Each | 0 | na | 0 | TFP1815 | 0
3349 | 510S80GP | 1903.81 | 18--8 | 0 | #510S Short Pattern - Grooved 90° Elbow | 8" | na | na | Galvanized | na | Each | 0 | na | 0 | TFP1815 | 0
3350 | 519S20P | 151.69 | 18--8 | 0 | #519S Short Pattern - Grooved Tee | 2" | na | na | Painted | na | Each | 0 | na | 0 | TFP1815 | 0
3351 | 519S20GP | 190.04 | 18--8 | 0 | #519S Short Pattern - Grooved Tee | 2" | na | na | Galvanized | na | Each | 0 | na | 0 | TFP1815 | 0
3352 | 519S25P | 199.2 | 18--8 | 0 | #519S Short Pattern - Grooved Tee | 2-1/2" | na | na | Painted | na | Each | 0 | na | 0 | TFP1815 | 0
3353 | 519S25GP | 255.3 | 18--8 | 0 | #519S Short Pattern - Grooved Tee | 2-1/2" | na | na | Galvanized | na | Each | 0 | na | 0 | TFP1815 | 0
3354 | 519S30P | 278.19 | 18--8 | 0 | #519S Short Pattern - Grooved Tee | 3" | na | na | Painted | na | Each | 0 | na | 0 | TFP1815 | 0
3355 | 519S30GP | 354.32 | 18--8 | 0 | #519S Short Pattern - Grooved Tee | 3" | na | na | Galvanized | na | Each | 0 | na | 0 | TFP1815 | 0
3356 | 519S40P | 417.86 | 18--8 | 0 | #519S Short Pattern - Grooved Tee | 4" | na | na | Painted | na | Each | 0 | na | 0 | TFP1815 | 0
3357 | 519S40GP | 543.21 | 18--8 | 0 | #519S Short Pattern - Grooved Tee | 4" | na | na | Galvanized | na | Each | 0 | na | 0 | TFP1815 | 0
3358 | 519S60P | 1104.16 | 18--8 | 0 | #519S Short Pattern - Grooved Tee | 6" | na | na | Painted | na | Each | 0 | na | 0 | TFP1815 | 0
3359 | 519S60GP | 1441.31 | 18--8 | 0 | #519S Short Pattern - Grooved Tee | 6" | na | na | Galvanized | na | Each | 0 | na | 0 | TFP1815 | 0
3360 | 519S80P | 2347.99 | 18--8 | 0 | #519S Short Pattern - Grooved Tee | 8" | na | na | Painted | na | Each | 0 | na | 0 | TFP1815 | 0
3361 | 519S80GP | 3098.98 | 18--8 | 0 | #519S Short Pattern - Grooved Tee | 8" | na | na | Galvanized | na | Each | 0 | na | 0 | TFP1815 | 0
3362 | 50113P | 199.2 | 18--8 | 0 | #501 Full Pattern - Grooved 45° Elbow | 1-1/4" | na | na | Painted | na | Each | 0 | na | 0 | TFP1815 | 0
3363 | 50113GP | 252.43 | 18--8 | 0 | #501 Full Pattern - Grooved 45° Elbow | 1-1/4" | na | na | Galvanized | na | Each | 0 | na | 0 | TFP1815 | 0
3364 | 50115P | 199.2 | 18--8 | 0 | #501 Full Pattern - Grooved 45° Elbow | 1-1/2" | na | na | Painted | na | Each | 0 | na | 0 | TFP1815 | 0
3365 | 50115GP | 252.43 | 18--8 | 0 | #501 Full Pattern - Grooved 45° Elbow | 1-1/2" | na | na | Galvanized | na | Each | 0 | na | 0 | TFP1815 | 0
3366 | 50120P | 100.46 | 18--8 | 0 | #501 Full Pattern - Grooved 45° Elbow | 2" | na | na | Painted | na | Each | 0 | na | 0 | TFP1815 | 0
3367 | 50120GP | 129.94 | 18--8 | 0 | #501 Full Pattern - Grooved 45° Elbow | 2" | na | na | Galvanized | na | Each | 0 | na | 0 | TFP1815 | 0
3368 | 50125P | 132.8 | 18--8 | 0 | #501 Full Pattern - Grooved 45° Elbow | 2-1/2" | na | na | Painted | na | Each | 0 | na | 0 | TFP1815 | 0
3369 | 50125GP | 167.15 | 18--8 | 0 | #501 Full Pattern - Grooved 45° Elbow | 2-1/2" | na | na | Galvanized | na | Each | 0 | na | 0 | TFP1815 | 0
3370 | 50130P | 175.16 | 18--8 | 0 | #501 Full Pattern - Grooved 45° Elbow | 3" | na | na | Painted | na | Each | 0 | na | 0 | TFP1815 | 0
3371 | 50130GP | 220.95 | 18--8 | 0 | #501 Full Pattern - Grooved 45° Elbow | 3" | na | na | Galvanized | na | Each | 0 | na | 0 | TFP1815 | 0
3372 | 50140P | 249 | 18--8 | 0 | #501 Full Pattern - Grooved 45° Elbow | 4" | na | na | Painted | na | Each | 0 | na | 0 | TFP1815 | 0
3373 | 50140GP | 332.57 | 18--8 | 0 | #501 Full Pattern - Grooved 45° Elbow | 4" | na | na | Galvanized | na | Each | 0 | na | 0 | TFP1815 | 0
3374 | 20150S | 902.68 | 18--8 | 0 | #201 Full Pattern - Grooved 45° Elbow | 5" | na | na | Painted | na | Each | 0 | na | 0 | TFP1815 | 0
3375 | 20150GS | 1117.33 | 18--8 | 0 | #201 Full Pattern - Grooved 45° Elbow | 5" | na | na | Galvanized | na | Each | 0 | na | 0 | TFP1815 | 0
3376 | 50160P | 686.31 | 18--8 | 0 | #501 Full Pattern - Grooved 45° Elbow | 6" | na | na | Painted | na | Each | 0 | na | 0 | TFP1815 | 0
3377 | 50160GP | 864.33 | 18--8 | 0 | #501 Full Pattern - Grooved 45° Elbow | 6" | na | na | Galvanized | na | Each | 0 | na | 0 | TFP1815 | 0
3378 | 50180P | 1337.13 | 18--8 | 0 | #501 Full Pattern - Grooved 45° Elbow | 8" | na | na | Painted | na | Each | 0 | na | 0 | TFP1815 | 0
3379 | 50180GP | 1839.7 | 18--8 | 0 | #501 Full Pattern - Grooved 45° Elbow | 8" | na | na | Galvanized | na | Each | 0 | na | 0 | TFP1815 | 0
3380 | 50110P | 3860.27 | 18--8 | 0 | #501 Full Pattern - Grooved 45° Elbow | 10" | na | na | Painted | na | Each | 0 | na | 0 | TFP1815 | 0
3381 | 50110GP | 4209.43 | 18--8 | 0 | #501 Full Pattern - Grooved 45° Elbow | 10" | na | na | Galvanized | na | Each | 0 | na | 0 | TFP1815 | 0
3382 | 50112P | 6175.06 | 18--8 | 0 | #501 Full Pattern - Grooved 45° Elbow | 12" | na | na | Painted | na | Each | 0 | na | 0 | TFP1815 | 0
3383 | 50112GP | 7193.93 | 18--8 | 0 | #501 Full Pattern - Grooved 45° Elbow | 12" | na | na | Galvanized | na | Each | 0 | na | 0 | TFP1815 | 0
3384 | 51013P | 199.2 | 18--9 | 0 | #510 Full Pattern - Grooved 90° Elbow | 1-1/4" | na | na | Painted | na | Each | 0 | na | 0 | TFP1815 | 0
3385 | 51013GP | 263.31 | 18--9 | 0 | #510 Full Pattern - Grooved 90° Elbow | 1-1/4" | na | na | Galvanized | na | Each | 0 | na | 0 | TFP1815 | 0
3386 | 51015P | 199.2 | 18--9 | 0 | #510 Full Pattern - Grooved 90° Elbow | 1-1/2" | na | na | Painted | na | Each | 0 | na | 0 | TFP1815 | 0
3387 | 51015GP | 263.31 | 18--9 | 0 | #510 Full Pattern - Grooved 90° Elbow | 1-1/2" | na | na | Galvanized | na | Each | 0 | na | 0 | TFP1815 | 0
3388 | 51020P | 199.2 | 18--9 | 0 | #510 Full Pattern - Grooved 90° Elbow | 2" | na | na | Painted | na | Each | 0 | na | 0 | TFP1815 | 0
3389 | 51020GP | 263.31 | 18--9 | 0 | #510 Full Pattern - Grooved 90° Elbow | 2" | na | na | Galvanized | na | Each | 0 | na | 0 | TFP1815 | 0
3390 | 51025P | 199.2 | 18--9 | 0 | #510 Full Pattern - Grooved 90° Elbow | 2-1/2" | na | na | Painted | na | Each | 0 | na | 0 | TFP1815 | 0
3391 | 51025GP | 263.31 | 18--9 | 0 | #510 Full Pattern - Grooved 90° Elbow | 2-1/2" | na | na | Galvanized | na | Each | 0 | na | 0 | TFP1815 | 0
3392 | 51030P | 349.74 | 18--9 | 0 | #510 Full Pattern - Grooved 90° Elbow | 3" | na | na | Painted | na | Each | 0 | na | 0 | TFP1815 | 0
3393 | 51030GP | 437.32 | 18--9 | 0 | #510 Full Pattern - Grooved 90° Elbow | 3" | na | na | Galvanized | na | Each | 0 | na | 0 | TFP1815 | 0
3394 | 51040P | 381.22 | 18--9 | 0 | #510 Full Pattern - Grooved 90° Elbow | 4" | na | na | Painted | na | Each | 0 | na | 0 | TFP1815 | 0
3395 | 51040GP | 531.76 | 18--9 | 0 | #510 Full Pattern - Grooved 90° Elbow | 4" | na | na | Galvanized | na | Each | 0 | na | 0 | TFP1815 | 0
3396 | 51060P | 1058.94 | 18--9 | 0 | #510 Full Pattern - Grooved 90° Elbow | 6" | na | na | Painted | na | Each | 0 | na | 0 | TFP1815 | 0
3397 | 51060GP | 1401.24 | 18--9 | 0 | #510 Full Pattern - Grooved 90° Elbow | 6" | na | na | Galvanized | na | Each | 0 | na | 0 | TFP1815 | 0
3398 | 51080P | 2201.46 | 18--9 | 0 | #510 Full Pattern - Grooved 90° Elbow | 8" | na | na | Painted | na | Each | 0 | na | 0 | TFP1815 | 0
3399 | 51080GP | 2897.49 | 18--9 | 0 | #510 Full Pattern - Grooved 90° Elbow | 8" | na | na | Galvanized | na | Each | 0 | na | 0 | TFP1815 | 0
3400 | 51010P | 4070.91 | 18--9 | 0 | #510 Full Pattern - Grooved 90° Elbow | 10" | na | na | Painted | na | Each | 0 | na | 0 | TFP1815 | 0
3401 | 51010GP | 5086.35 | 18--9 | 0 | #510 Full Pattern - Grooved 90° Elbow | 10" | na | na | Galvanized | na | Each | 0 | na | 0 | TFP1815 | 0
3402 | 51012P | 6175.06 | 18--9 | 0 | #510 Full Pattern - Grooved 90° Elbow | 12" | na | na | Painted | na | Each | 0 | na | 0 | TFP1815 | 0
3403 | 51012GP | 7963.23 | 18--9 | 0 | #510 Full Pattern - Grooved 90° Elbow | 12" | na | na | Galvanized | na | Each | 0 | na | 0 | TFP1815 | 0
3404 | 51020DS | 462.5 | 18--9 | 0 | #510DE 90 w/1" Outlet | 2" | na | na | Painted | na | Each | 0 | na | 0 | TFP1815 | 0
3405 | 51020DGS | 593.58 | 18--9 | 0 | #510DE 90 w/1" Outlet | 2" | na | na | Galvanized | na | Each | 0 | na | 0 | TFP1815 | 0
3406 | 51025DS | 462.5 | 18--9 | 0 | #510DE 90 w/1" Outlet | 2-1/2" | na | na | Painted | na | Each | 0 | na | 0 | TFP1815 | 0
3407 | 51025DGS | 593.58 | 18--9 | 0 | #510DE 90 w/1" Outlet | 2-1/2" | na | na | Galvanized | na | Each | 0 | na | 0 | TFP1815 | 0
3408 | 51030DS | 590.15 | 18--9 | 0 | #510DE 90 w/1" Outlet | 3" | na | na | Painted | na | Each | 0 | na | 0 | TFP1815 | 0
3409 | 51030DGS | 704.06 | 18--9 | 0 | #510DE 90 w/1" Outlet | 3" | na | na | Galvanized | na | Each | 0 | na | 0 | TFP1815 | 0
3410 | 51040DS | 599.88 | 18--9 | 0 | #510DE 90 w/1" Outlet | 4" | na | na | Painted | na | Each | 0 | na | 0 | TFP1815 | 0
3411 | 51040DGS | 812.81 | 18--9 | 0 | #510DE 90 w/1" Outlet | 4" | na | na | Galvanized | na | Each | 0 | na | 0 | TFP1815 | 0
3412 | 51060DS | 1046.35 | 18--9 | 0 | #510DE 90 w/1" Outlet | 6" | na | na | Painted | na | Each | 0 | na | 0 | TFP1815 | 0
3413 | 51060DGS | 1489.39 | 18--9 | 0 | #510DE 90 w/1" Outlet | 6" | na | na | Galvanized | na | Each | 0 | na | 0 | TFP1815 | 0
3414 | 51080DS | 1833.97 | 18--9 | 0 | #510DE 90 w/1" Outlet | 8" | na | na | Painted | na | Each | 0 | na | 0 | TFP1815 | 0
3415 | 51080DGS | 2606.71 | 18--9 | 0 | #510DE 90 w/1" Outlet | 8" | na | na | Galvanized | na | Each | 0 | na | 0 | TFP1815 | 0
3416 | 51913P | 307.96 | 18--9 | 0 | #519 Full Pattern - Grooved Tee | 1-1/4" | na | na | Painted | na | Each | 0 | na | 0 | TFP1815 | 0
3417 | 51913GP | 400.68 | 18--9 | 0 | #519 Full Pattern - Grooved Tee | 1-1/4" | na | na | Galvanized | na | Each | 0 | na | 0 | TFP1815 | 0
3418 | 51915P | 307.96 | 18--9 | 0 | #519 Full Pattern - Grooved Tee | 1-1/2" | na | na | Painted | na | Each | 0 | na | 0 | TFP1815 | 0
3419 | 51915GP | 400.68 | 18--9 | 0 | #519 Full Pattern - Grooved Tee | 1-1/2" | na | na | Galvanized | na | Each | 0 | na | 0 | TFP1815 | 0
3420 | 51920P | 307.96 | 18--9 | 0 | #519 Full Pattern - Grooved Tee | 2" | na | na | Painted | na | Each | 0 | na | 0 | TFP1815 | 0
3421 | 51920GP | 400.68 | 18--9 | 0 | #519 Full Pattern - Grooved Tee | 2" | na | na | Galvanized | na | Each | 0 | na | 0 | TFP1815 | 0
3422 | 51925P | 307.96 | 18--9 | 0 | #519 Full Pattern - Grooved Tee | 2-1/2" | na | na | Painted | na | Each | 0 | na | 0 | TFP1815 | 0
3423 | 51925GP | 400.68 | 18--9 | 0 | #519 Full Pattern - Grooved Tee | 2-1/2" | na | na | Galvanized | na | Each | 0 | na | 0 | TFP1815 | 0
3424 | 51930P | 420.72 | 18--9 | 0 | #519 Full Pattern - Grooved Tee | 3" | na | na | Painted | na | Each | 0 | na | 0 | TFP1815 | 0
3425 | 51930GP | 572.4 | 18--9 | 0 | #519 Full Pattern - Grooved Tee | 3" | na | na | Galvanized | na | Each | 0 | na | 0 | TFP1815 | 0
3426 | 51940P | 637.66 | 18--9 | 0 | #519 Full Pattern - Grooved Tee | 4" | na | na | Painted | na | Each | 0 | na | 0 | TFP1815 | 0
3427 | 51940GP | 866.62 | 18--9 | 0 | #519 Full Pattern - Grooved Tee | 4" | na | na | Galvanized | na | Each | 0 | na | 0 | TFP1815 | 0
3428 | 21950S | 1484.81 | 18--9 | 0 | #219 Full Pattern - Grooved Tee | 5" | na | na | Painted | na | Each | 0 | na | 0 | TFP1815 | 0
3429 | 51960P | 1712.63 | 18--9 | 0 | #519 Full Pattern - Grooved Tee | 6" | na | na | Painted | na | Each | 0 | na | 0 | TFP1815 | 0
3430 | 51960GP | 2335.4 | 18--9 | 0 | #519 Full Pattern - Grooved Tee | 6" | na | na | Galvanized | na | Each | 0 | na | 0 | TFP1815 | 0
3431 | 51980P | 3746.94 | 18--9 | 0 | #519 Full Pattern - Grooved Tee | 8" | na | na | Painted | na | Each | 0 | na | 0 | TFP1815 | 0
3432 | 51980GP | 4914.63 | 18--9 | 0 | #519 Full Pattern - Grooved Tee | 8" | na | na | Galvanized | na | Each | 0 | na | 0 | TFP1815 | 0
3433 | 51910P | 7503.02 | 18--9 | 0 | #519 Full Pattern - Grooved Tee | 10" | na | na | Painted | na | Each | 0 | na | 0 | TFP1815 | 0
3434 | 51910GP | 9711.34 | 18--9 | 0 | #519 Full Pattern - Grooved Tee | 10" | na | na | Galvanized | na | Each | 0 | na | 0 | TFP1815 | 0
3435 | 51912P | 10457.75 | 18--9 | 0 | #519 Full Pattern - Grooved Tee | 12" | na | na | Painted | na | Each | 0 | na | 0 | TFP1815 | 0
3436 | 51912GP | 13359.82 | 18--9 | 0 | #519 Full Pattern - Grooved Tee | 12" | na | na | Galvanized | na | Each | 0 | na | 0 | TFP1815 | 0
3437 | 26013P | 54.67 | 18--10 | 0 | #260 Cap | 1-1/4" | na | na | Painted | na | Each | 0 | na | 0 | TFP1815 | 0
3438 | 26013GP | 84.72 | 18--10 | 0 | #260 Cap | 1-1/4" | na | na | Galvanized | na | Each | 0 | na | 0 | TFP1815 | 0
3439 | 26015P | 57.24 | 18--10 | 0 | #260 Cap | 1-1/2" | na | na | Painted | na | Each | 0 | na | 0 | TFP1815 | 0
3440 | 26015GP | 84.72 | 18--10 | 0 | #260 Cap | 1-1/2" | na | na | Galvanized | na | Each | 0 | na | 0 | TFP1815 | 0
3441 | 26020P | 68.69 | 18--10 | 0 | #260 Cap | 2" | na | na | Painted | na | Each | 0 | na | 0 | TFP1815 | 0
3442 | 26020GP | 92.73 | 18--10 | 0 | #260 Cap | 2" | na | na | Galvanized | na | Each | 0 | na | 0 | TFP1815 | 0
3443 | 26025P | 79 | 18--10 | 0 | #260 Cap | 2-1/2" | na | na | Painted | na | Each | 0 | na | 0 | TFP1815 | 0
3444 | 26025GP | 100.46 | 18--10 | 0 | #260 Cap | 2-1/2" | na | na | Galvanized | na | Each | 0 | na | 0 | TFP1815 | 0
3445 | 26030P | 94.16 | 18--10 | 0 | #260 Cap | 3" | na | na | Painted | na | Each | 0 | na | 0 | TFP1815 | 0
3446 | 26030GP | 120.78 | 18--10 | 0 | #260 Cap | 3" | na | na | Galvanized | na | Each | 0 | na | 0 | TFP1815 | 0
3447 | 26040P | 137.38 | 18--10 | 0 | #260 Cap | 4" | na | na | Painted | na | Each | 0 | na | 0 | TFP1815 | 0
3448 | 26040GP | 188.9 | 18--10 | 0 | #260 Cap | 4" | na | na | Galvanized | na | Each | 0 | na | 0 | TFP1815 | 0
3449 | 26050P | 420.72 | 18--10 | 0 | #260 Cap | 5" | na | na | Painted | na | Each | 0 | na | 0 | TFP1815 | 0
3450 | 26050GP | 562.67 | 18--10 | 0 | #260 Cap | 5" | na | na | Galvanized | na | Each | 0 | na | 0 | TFP1815 | 0
3451 | 26060P | 307.96 | 18--10 | 0 | #260 Cap | 6" | na | na | Painted | na | Each | 0 | na | 0 | TFP1815 | 0
3452 | 26060GP | 423.01 | 18--10 | 0 | #260 Cap | 6" | na | na | Galvanized | na | Each | 0 | na | 0 | TFP1815 | 0
3453 | 26080P | 583.28 | 18--10 | 0 | #260 Cap | 8" | na | na | Painted | na | Each | 0 | na | 0 | TFP1815 | 0
3454 | 26080GP | 796.79 | 18--10 | 0 | #260 Cap | 8" | na | na | Galvanized | na | Each | 0 | na | 0 | TFP1815 | 0
3455 | 26010P | 1616.46 | 18--10 | 0 | #260 Cap | 10" | na | na | Painted | na | Each | 0 | na | 0 | TFP1815 | 0
3456 | 26010GP | 2106.44 | 18--10 | 0 | #260 Cap | 10" | na | na | Galvanized | na | Each | 0 | na | 0 | TFP1815 | 0
3457 | 26012P | 2641.06 | 18--10 | 0 | #260 Cap | 12" | na | na | Painted | na | Each | 0 | na | 0 | TFP1815 | 0
3458 | 26012GP | 3361.14 | 18--10 | 0 | #260 Cap | 12" | na | na | Galvanized | na | Each | 0 | na | 0 | TFP1815 | 0
3459 | 26020TP | 862.04 | 18--10 | 0 | #260 Cap Tapped 1/2" | 2" | na | na | Painted | na | Each | 0 | na | 0 | TFP1815 | 0
3460 | 26025TP | 873.49 | 18--10 | 0 | #260 Cap Tapped 1/2" | 2-1/2" | na | na | Painted | na | Each | 0 | na | 0 | TFP1815 | 0
3461 | 26030TP | 873.49 | 18--10 | 0 | #260 Cap Tapped 1/2" | 3" | na | na | Painted | na | Each | 0 | na | 0 | TFP1815 | 0
3462 | 26040TP | 886.65 | 18--10 | 0 | #260 Cap Tapped 1/2" | 4" | na | na | Painted | na | Each | 0 | na | 0 | TFP1815 | 0
3463 | 26060TP | 1219.22 | 18--10 | 0 | #260 Cap Tapped 1/2" | 6" | na | na | Painted | na | Each | 0 | na | 0 | TFP1815 | 0
3464 | 26080TP | 1799.63 | 18--10 | 0 | #260 Cap Tapped 1/2" | 8" | na | na | Painted | na | Each | 0 | na | 0 | TFP1815 | 0
3465 | 26020T1P | 862.04 | 18--10 | 0 | #260 Cap Tapped 1" | 2" | na | na | Painted | na | Each | 0 | na | 0 | TFP1815 | 0
3466 | 26025T1P | 873.49 | 18--10 | 0 | #260 Cap Tapped 1" | 2-1/2" | na | na | Painted | na | Each | 0 | na | 0 | TFP1815 | 0
3467 | 26030T1P | 1149.38 | 18--10 | 0 | #260 Cap Tapped 1" | 3" | na | na | Painted | na | Each | 0 | na | 0 | TFP1815 | 0
3468 | 26040T1P | 1109.89 | 18--10 | 0 | #260 Cap Tapped 1" | 4" | na | na | Painted | na | Each | 0 | na | 0 | TFP1815 | 0
3469 | 26060T1P | 1219.22 | 18--10 | 0 | #260 Cap Tapped 1" | 6" | na | na | Painted | na | Each | 0 | na | 0 | TFP1815 | 0
3470 | 26080T1P | 1459.62 | 18--10 | 0 | #260 Cap Tapped 1" | 8" | na | na | Painted | na | Each | 0 | na | 0 | TFP1815 | 0
3471 | STP1305ES | 53.52 | 18--11 | 0 | #40-5 Strap with “E” Gasket | 1-1/4" x 1/2" | na | na | na | na | Each | 0 | na | 0 | TFP1720 | 0
3472 | STP13075ES | 53.52 | 18--11 | 0 | #40-5 Strap with “E” Gasket | 1-1/4" x 3/4" | na | na | na | na | Each | 0 | na | 0 | TFP1720 | 0
3473 | STP1310ES | 57.82 | 18--11 | 0 | #40-5 Strap with “E” Gasket | 1-1/4" x 1" | na | na | na | na | Each | 0 | na | 0 | TFP1720 | 0
3474 | STP1505ES | 57.82 | 18--11 | 0 | #40-5 Strap with “E” Gasket | 1-1/2" x 1/2" | na | na | na | na | Each | 0 | na | 0 | TFP1720 | 0
3475 | STP15075ES | 57.82 | 18--11 | 0 | #40-5 Strap with “E” Gasket | 1-1/2" x 3/4" | na | na | na | na | Each | 0 | na | 0 | TFP1720 | 0
3476 | STP1510ES | 61.54 | 18--11 | 0 | #40-5 Strap with “E” Gasket | 1-1/2" x 1" | na | na | na | na | Each | 0 | na | 0 | TFP1720 | 0
3477 | STP2005ES | 61.54 | 18--11 | 0 | #40-5 Strap with “E” Gasket | 2" x1/2" | na | na | na | na | Each | 0 | na | 0 | TFP1720 | 0
3478 | STP20075ES | 61.54 | 18--11 | 0 | #40-5 Strap with “E” Gasket | 2" x 3/4" | na | na | na | na | Each | 0 | na | 0 | TFP1720 | 0
3479 | STP2010ES | 61.54 | 18--11 | 0 | #40-5 Strap with “E” Gasket | 2" x 1" | na | na | na | na | Each | 0 | na | 0 | TFP1720 | 0
3480 | STP2505ES | 68.69 | 18--11 | 0 | #40-5 Strap with “E” Gasket | 2-1/2" x 1/2" | na | na | na | na | Each | 0 | na | 0 | TFP1720 | 0
3481 | STP25075ES | 68.69 | 18--11 | 0 | #40-5 Strap with “E” Gasket | 2-1/2" x 3/4" | na | na | na | na | Each | 0 | na | 0 | TFP1720 | 0
3482 | STP2510ES | 68.69 | 18--11 | 0 | #40-5 Strap with “E” Gasket | 2-1/2" x 1" | na | na | na | na | Each | 0 | na | 0 | TFP1720 | 0
3483 | 7501505S | 186.03 | 18--11 | 0 | ADACAP | 1-1/2" x 1/2" | na | na | na | na | Each | 0 | na | 0 | TFP1815 | 0
3484 | 75015075S | 186.03 | 18--11 | 0 | ADACAP | 1-1/2" x 3/4" | na | na | na | na | Each | 0 | na | 0 | TFP1815 | 0
3485 | 7501510S | 186.03 | 18--11 | 0 | ADACAP | 1-1/2" x 1" | na | na | na | na | Each | 0 | na | 0 | TFP1815 | 0
3486 | 7502005S | 199.2 | 18--11 | 0 | ADACAP | 2" x 1/2" | na | na | na | na | Each | 0 | na | 0 | TFP1815 | 0
3487 | 75020075S | 199.2 | 18--11 | 0 | ADACAP | 2" x 3/4" | na | na | na | na | Each | 0 | na | 0 | TFP1815 | 0
3488 | 7502010S | 199.2 | 18--11 | 0 | ADACAP | 2" x 1" | na | na | na | na | Each | 0 | na | 0 | TFP1815 | 0
3489 | 7502505S | 236.98 | 18--11 | 0 | ADACAP | 2-1/2" x 1/2" | na | na | na | na | Each | 0 | na | 0 | TFP1815 | 0
3490 | 75025075S | 236.98 | 18--11 | 0 | ADACAP | 2-1/2" x 3/4" | na | na | na | na | Each | 0 | na | 0 | TFP1815 | 0
3491 | 7502510S | 236.98 | 18--11 | 0 | ADACAP | 2-1/2" x 1" | na | na | na | na | Each | 0 | na | 0 | TFP1815 | 0
3492 | 51213S | 218.09 | 18--12 | 0 | #512 Grooved 22-1/2° Elbow | 1-1/4" | na | na | Painted | na | Each | 0 | na | 0 | TFP1815 | 0
3493 | 51213GS | 274.18 | 18--12 | 0 | #512 Grooved 22-1/2° Elbow | 1-1/4" | na | na | Galvanized | na | Each | 0 | na | 0 | TFP1815 | 0
3494 | 51215S | 218.09 | 18--12 | 0 | #512 Grooved 22-1/2° Elbow | 1-1/2" | na | na | Painted | na | Each | 0 | na | 0 | TFP1815 | 0
3495 | 51215GS | 274.18 | 18--12 | 0 | #512 Grooved 22-1/2° Elbow | 1-1/2" | na | na | Galvanized | na | Each | 0 | na | 0 | TFP1815 | 0
3496 | 51220S | 218.09 | 18--12 | 0 | #512 Grooved 22-1/2° Elbow | 2" | na | na | Painted | na | Each | 0 | na | 0 | TFP1815 | 0
3497 | 51220GS | 274.18 | 18--12 | 0 | #512 Grooved 22-1/2° Elbow | 2" | na | na | Galvanized | na | Each | 0 | na | 0 | TFP1815 | 0
3498 | 31225S | 218.09 | 18--12 | 0 | #312 Grooved 22-1/2° Elbow | 2-1/2" | na | na | Painted | na | Each | 0 | Available as segmentally-welded fabricated fitting. | 0 | TFP1815 | 0
3499 | 51230S | 312.54 | 18--12 | 0 | #512 Grooved 22-1/2° Elbow | 3" | na | na | Painted | na | Each | 0 | na | 0 | TFP1815 | 0
3500 | 51230GS | 388.66 | 18--12 | 0 | #512 Grooved 22-1/2° Elbow | 3" | na | na | Galvanized | na | Each | 0 | na | 0 | TFP1815 | 0
3501 | 51240S | 409.27 | 18--12 | 0 | #512 Grooved 22-1/2° Elbow | 4" | na | na | Painted | na | Each | 0 | na | 0 | TFP1815 | 0
3502 | 51240GS | 531.76 | 18--12 | 0 | #512 Grooved 22-1/2° Elbow | 4" | na | na | Galvanized | na | Each | 0 | na | 0 | TFP1815 | 0
3503 | 51260S | 1142.52 | 18--12 | 0 | #512 Grooved 22-1/2° Elbow | 6" | na | na | Painted | na | Each | 0 | na | 0 | TFP1815 | 0
3504 | 51260GS | 1453.9 | 18--12 | 0 | #512 Grooved 22-1/2° Elbow | 6" | na | na | Galvanized | na | Each | 0 | na | 0 | TFP1815 | 0
3505 | 31280S | 2377.75 | 18--12 | 0 | #312 Grooved 22-1/2° Elbow | 8" | na | na | Painted | na | Each | 0 | Available as segmentally-welded fabricated fitting. | 0 | TFP1815 | 0
3506 | 75578 | 2955.88 | 18--12 | 0 | #312 Grooved 22-1/2° Elbow | 8" | na | na | Galvanized | na | Each | 0 | Available as segmentally-welded fabricated fitting. | 0 | TFP1815 | 0
3507 | 51113S | 218.09 | 18--12 | 0 | #511 Grooved 11-1/4° Elbow | 1-1/4" | na | na | Painted | na | Each | 0 | na | 0 | TFP1815 | 0
3508 | 51115S | 218.09 | 18--12 | 0 | #511 Grooved 11-1/4° Elbow | 1-1/2" | na | na | Painted | na | Each | 0 | na | 0 | TFP1815 | 0
3509 | 51115GS | 274.18 | 18--12 | 0 | #511 Grooved 11-1/4° Elbow | 1-1/2" | na | na | Galvanized | na | Each | 0 | na | 0 | TFP1815 | 0
3510 | 51120S | 496.85 | 18--12 | 0 | #511 Grooved 11-1/4° Elbow | 2" | na | na | Painted | na | Each | 0 | na | 0 | TFP1815 | 0
3511 | 51120GS | 578.7 | 18--12 | 0 | #511 Grooved 11-1/4° Elbow | 2" | na | na | Galvanized | na | Each | 0 | na | 0 | TFP1815 | 0
3512 | 31125S | 496.85 | 18--12 | 0 | #311 Grooved 11-1/4° Elbow | 2-1/2" | na | na | Painted | na | Each | 0 | Available as segmentally-welded fabricated fitting. | 0 | TFP1815 | 0
3513 | 51130S | 312.54 | 18--12 | 0 | #511 Grooved 11-1/4° Elbow | 3" | na | na | Painted | na | Each | 0 | na | 0 | TFP1815 | 0
3514 | 51130GS | 386.37 | 18--12 | 0 | #511 Grooved 11-1/4° Elbow | 3" | na | na | Galvanized | na | Each | 0 | na | 0 | TFP1815 | 0
3515 | 51140S | 381.22 | 18--12 | 0 | #511 Grooved 11-1/4° Elbow | 4" | na | na | Painted | na | Each | 0 | na | 0 | TFP1815 | 0
3516 | 51140GS | 502.57 | 18--12 | 0 | #511 Grooved 11-1/4° Elbow | 4" | na | na | Galvanized | na | Each | 0 | na | 0 | TFP1815 | 0
3517 | 75239 | 1247.84 | 18--12 | 0 | #311 Grooved 11-1/4° Elbow | 5" | na | na | Painted | na | Each | 0 | Available as segmentally-welded fabricated fitting. | 0 | TFP1815 | 0
3518 | 51160S | 1142.52 | 18--12 | 0 | #511 Grooved 11-1/4° Elbow | 6" | na | na | Painted | na | Each | 0 | na | 0 | TFP1815 | 0
3519 | 51160GS | 1380.63 | 18--12 | 0 | #511 Grooved 11-1/4° Elbow | 6" | na | na | Galvanized | na | Each | 0 | na | 0 | TFP1815 | 0
3520 | 75308 | 2032.02 | 18--12 | 0 | #311 Grooved 11-1/4° Elbow | 8" | na | na | Painted | na | Each | 0 | Available as segmentally-welded fabricated fitting. | 0 | TFP1815 | 0
3521 | 75323 | 5127.56 | 18--12 | 0 | #311 Grooved 11-1/4° Elbow | 12" | na | na | Galvanized | na | Each | 0 | Available as segmentally-welded fabricated fitting. | 0 | TFP1815 | 0
3522 | 75410 | 645.67 | 18--13 | 0 | #321 Grooved Reducing Tee | 2" x 1" | na | na | Painted | na | Each | 0 | na | 0 | TFP1815 | 0
3523 | 3212015S | 645.67 | 18--13 | 0 | #321 Grooved Reducing Tee | 2" x 1-1/2" | na | na | Painted | na | Each | 0 | na | 0 | TFP1815 | 0
3524 | 75413 | 970.22 | 18--13 | 0 | #321 Grooved Reducing Tee | 2-1/2" x 1-1/4" | na | na | Painted | na | Each | 0 | na | 0 | TFP1815 | 0
3525 | 73590 | 1142.52 | 18--13 | 0 | #321 Grooved Reducing Tee | 2-1/2" x 1-1/4" | na | na | Galvanized | na | Each | 0 | na | 0 | TFP1815 | 0
3526 | 2212520S | 645.67 | 18--13 | 0 | #221 Cast Grooved Reducing Tee | 2-1/2" x 2" | na | na | Painted | na | Each | 0 | Available as a cast fitting. | 0 | TFP1815 | 0
3527 | 2213010S | 569.54 | 18--13 | 0 | #221 Cast Grooved Reducing Tee | 3" x 1" | na | na | Painted | na | Each | 0 | Available as a cast fitting. | 0 | TFP1815 | 0
3528 | 3213015S | 569.54 | 18--13 | 0 | #321 Grooved Reducing Tee | 3" x 1-1/2" | na | na | Painted | na | Each | 0 | na | 0 | TFP1815 | 0
3529 | 2213020S | 569.54 | 18--13 | 0 | #221 Cast Grooved Reducing Tee | 3" x 2" | na | na | Painted | na | Each | 0 | Available as a cast fitting. | 0 | TFP1815 | 0
3530 | 2213020GS | 733.82 | 18--13 | 0 | #221 Cast Grooved Reducing Tee | 3" x 2" | na | na | Galvanized | na | Each | 0 | Available as a cast fitting. | 0 | TFP1815 | 0
3531 | 2213025S | 569.54 | 18--13 | 0 | #221 Cast Grooved Reducing Tee | 3" x 2-1/2" | na | na | Painted | na | Each | 0 | Available as a cast fitting. | 0 | TFP1815 | 0
3532 | 2213025GS | 733.82 | 18--13 | 0 | #221 Cast Grooved Reducing Tee | 3" x 2-1/2" | na | na | Galvanized | na | Each | 0 | Available as a cast fitting. | 0 | TFP1815 | 0
3533 | 73594 | 956.49 | 18--13 | 0 | #321 Grooved Reducing Tee | 4" x 1-1/2" | na | na | Galvanized | na | Each | 0 | na | 0 | TFP1815 | 0
3534 | 2214020S | 765.88 | 18--13 | 0 | #221 Cast Grooved Reducing Tee | 4" x 2" | na | na | Painted | na | Each | 0 | Available as a cast fitting. | 0 | TFP1815 | 0
3535 | 2214020GS | 1006.28 | 18--13 | 0 | #221 Cast Grooved Reducing Tee | 4" x 2" | na | na | Galvanized | na | Each | 0 | Available as a cast fitting. | 0 | TFP1815 | 0
3536 | 2214025S | 765.88 | 18--13 | 0 | #221 Cast Grooved Reducing Tee | 4" x 2-1/2" | na | na | Painted | na | Each | 0 | Available as a cast fitting. | 0 | TFP1815 | 0
3537 | 2214025GS | 1006.28 | 18--13 | 0 | #221 Cast Grooved Reducing Tee | 4" x 2-1/2" | na | na | Galvanized | na | Each | 0 | Available as a cast fitting. | 0 | TFP1815 | 0
3538 | 2214030S | 765.88 | 18--13 | 0 | #221 Cast Grooved Reducing Tee | 4" x 3" | na | na | Painted | na | Each | 0 | Available as a cast fitting. | 0 | TFP1815 | 0
3539 | 2214030GS | 1006.28 | 18--13 | 0 | #221 Cast Grooved Reducing Tee | 4" x 3" | na | na | Galvanized | na | Each | 0 | Available as a cast fitting. | 0 | TFP1815 | 0
3540 | 2216020S | 1801.92 | 18--13 | 0 | #221 Cast Grooved Reducing Tee | 6" x 2" | na | na | Painted | na | Each | 0 | Available as a cast fitting. | 0 | TFP1815 | 0
3541 | 2216025S | 1801.92 | 18--13 | 0 | #221 Cast Grooved Reducing Tee | 6" x 2-1/2" | na | na | Painted | na | Each | 0 | Available as a cast fitting. | 0 | TFP1815 | 0
3542 | 2216030S | 1801.92 | 18--13 | 0 | #221 Cast Grooved Reducing Tee | 6" x 3" | na | na | Painted | na | Each | 0 | Available as a cast fitting. | 0 | TFP1815 | 0
3543 | 2216030GS | 2362.87 | 18--13 | 0 | #221 Cast Grooved Reducing Tee | 6" x 3" | na | na | Galvanized | na | Each | 0 | Available as a cast fitting. | 0 | TFP1815 | 0
3544 | 2216040S | 1801.92 | 18--13 | 0 | #221 Cast Grooved Reducing Tee | 6" x 4" | na | na | Painted | na | Each | 0 | Available as a cast fitting. | 0 | TFP1815 | 0
3545 | 75433 | 1801.92 | 18--13 | 0 | #321 Grooved Reducing Tee | 6" x 5" | na | na | Painted | na | Each | 0 | na | 0 | TFP1815 | 0
3546 | 2218040S | 3746.94 | 18--13 | 0 | #221 Cast Grooved Reducing Tee | 8" x 4" | na | na | Painted | na | Each | 0 | Available as a cast fitting. | 0 | TFP1815 | 0
3547 | 2218040GS | 4840.22 | 18--13 | 0 | #221 Cast Grooved Reducing Tee | 8" x 4" | na | na | Galvanized | na | Each | 0 | Available as a cast fitting. | 0 | TFP1815 | 0
3548 | 2218060S | 3746.94 | 18--13 | 0 | #221 Cast Grooved Reducing Tee | 8" x 6" | na | na | Painted | na | Each | 0 | Available as a cast fitting. | 0 | TFP1815 | 0
3549 | 3211005GS | 5938.08 | 18--13 | 0 | #321 Grooved Reducing Tee | 10" x 5" | na | na | Galvanized | na | Each | 0 | na | 0 | TFP1815 | 0
3550 | 75442 | 4653.62 | 18--13 | 0 | #321 Grooved Reducing Tee | 10" x 6" | na | na | Painted | na | Each | 0 | na | 0 | TFP1815 | 0
3551 | 75443 | 4740.62 | 18--13 | 0 | #321 Grooved Reducing Tee | 10" x 8" | na | na | Painted | na | Each | 0 | na | 0 | TFP1815 | 0
3552 | 75445 | 6906.58 | 18--13 | 0 | #321 Grooved Reducing Tee | 12" x 8" | na | na | Painted | na | Each | 0 | na | 0 | TFP1815 | 0
3553 | 74328 | 234.12 | 18--14 | 0 | #350 Fabricated Concentric Reducer | 1-1/2" x 1" | na | na | Painted | na | Each | 0 | na | 0 | TFP1815 | 0
3554 | 5501513S | 234.12 | 18--14 | 0 | #550 Cast Concentric Reducer | 1-1/2" x 1-1/4" | na | na | Painted | na | Each | 0 | Available as a cast fitting. | 0 | TFP1815 | 0
3555 | 5501513GS | 273.04 | 18--14 | 0 | #550 Cast Concentric Reducer | 1-1/2" x 1-1/4" | na | na | Galvanized | na | Each | 0 | Available as a cast fitting. | 0 | TFP1815 | 0
3556 | 72850 | 545.5 | 18--14 | 0 | #350 Fabricated Concentric Reducer | 2" x 1/2" | na | na | Painted | na | Each | 0 | na | 0 | TFP1815 | 0
3557 | 72852 | 234.12 | 18--14 | 0 | #350 Fabricated Concentric Reducer | 2" x 1" | na | na | Painted | na | Each | 0 | na | 0 | TFP1815 | 0
3558 | 73402 | 273.04 | 18--14 | 0 | #350 Fabricated Concentric Reducer | 2" x 1" | na | na | Galvanized | na | Each | 0 | na | 0 | TFP1815 | 0
3559 | 72853 | 254.72 | 18--14 | 0 | #350 Fabricated Concentric Reducer | 2" x 1-1/4" | na | na | Painted | na | Each | 0 | na | 0 | TFP1815 | 0
3560 | 73403 | 298.8 | 18--14 | 0 | #350 Fabricated Concentric Reducer | 2" x 1-1/4" | na | na | Galvanized | na | Each | 0 | na | 0 | TFP1815 | 0
3561 | 72854 | 234.12 | 18--14 | 0 | #350 Fabricated Concentric Reducer | 2" x 1-1/2" | na | na | Painted | na | Each | 0 | na | 0 | TFP1815 | 0
3562 | 73404 | 273.04 | 18--14 | 0 | #350 Fabricated Concentric Reducer | 2" x 1-1/2" | na | na | Galvanized | na | Each | 0 | na | 0 | TFP1815 | 0
3563 | 3502513S | 234.12 | 18--14 | 0 | #350 Fabricated Concentric Reducer | 2-1/2" x 1-1/4" | na | na | Painted | na | Each | 0 | na | 0 | TFP1815 | 0
3564 | 3502513GS | 273.04 | 18--14 | 0 | #350 Fabricated Concentric Reducer | 2-1/2" x 1-1/4" | na | na | Galvanized | na | Each | 0 | na | 0 | TFP1815 | 0
3565 | 3502515S | 234.12 | 18--14 | 0 | #350 Fabricated Concentric Reducer | 2-1/2" x 1-1/2" | na | na | Painted | na | Each | 0 | na | 0 | TFP1815 | 0
3566 | 3502515GS | 273.04 | 18--14 | 0 | #350 Fabricated Concentric Reducer | 2-1/2" x 1-1/2" | na | na | Galvanized | na | Each | 0 | na | 0 | TFP1815 | 0
3567 | 5502520S | 234.12 | 18--14 | 0 | #550 Cast Concentric Reducer | 2-1/2" x 2" | na | na | Painted | na | Each | 0 | Available as a cast fitting. | 0 | TFP1815 | 0
3568 | 5502520GS | 273.04 | 18--14 | 0 | #550 Cast Concentric Reducer | 2-1/2" x 2" | na | na | Galvanized | na | Each | 0 | Available as a cast fitting. | 0 | TFP1815 | 0
3569 | 72860 | 254.72 | 18--14 | 0 | #350 Fabricated Concentric Reducer | 3" x 1" | na | na | Painted | na | Each | 0 | na | 0 | TFP1815 | 0
3570 | 73406 | 310.82 | 18--14 | 0 | #350 Fabricated Concentric Reducer | 3" x 1" | na | na | Galvanized | na | Each | 0 | na | 0 | TFP1815 | 0
3571 | 72861 | 405.26 | 18--14 | 0 | #350 Fabricated Concentric Reducer | 3" x 1-1/4" | na | na | Painted | na | Each | 0 | na | 0 | TFP1815 | 0
3572 | 73396 | 465.37 | 18--14 | 0 | #350 Fabricated Concentric Reducer | 3" x 1-1/4" | na | na | Galvanized | na | Each | 0 | na | 0 | TFP1815 | 0
3573 | 5503015S | 279.91 | 18--14 | 0 | #550 Cast Concentric Reducer | 3" x 1-1/2" | na | na | Painted | na | Each | 0 | Available as a cast fitting. | 0 | TFP1815 | 0
3574 | 5503015GS | 338.87 | 18--14 | 0 | #550 Cast Concentric Reducer | 3" x 1-1/2" | na | na | Galvanized | na | Each | 0 | Available as a cast fitting. | 0 | TFP1815 | 0
3575 | 5503020S | 207.21 | 18--14 | 0 | #550 Cast Concentric Reducer | 3" x 2" | na | na | Painted | na | Each | 0 | Available as a cast fitting. | 0 | TFP1815 | 0
3576 | 5503020GS | 252.43 | 18--14 | 0 | #550 Cast Concentric Reducer | 3" x 2" | na | na | Galvanized | na | Each | 0 | Available as a cast fitting. | 0 | TFP1815 | 0
3577 | 5503025S | 279.91 | 18--14 | 0 | #550 Cast Concentric Reducer | 3" x 2-1/2" | na | na | Painted | na | Each | 0 | Available as a cast fitting. | 0 | TFP1815 | 0
3578 | 5503025GS | 337.72 | 18--14 | 0 | #550 Cast Concentric Reducer | 3" x 2-1/2" | na | na | Galvanized | na | Each | 0 | Available as a cast fitting. | 0 | TFP1815 | 0
3579 | 72867 | 307.96 | 18--14 | 0 | #350 Fabricated Concentric Reducer | 4" x 1" | na | na | Painted | na | Each | 0 | na | 0 | TFP1815 | 0
3580 | 72868 | 2330.82 | 18--14 | 0 | #350 Fabricated Concentric Reducer | 4" x 1-1/4" | na | na | Painted | na | Each | 0 | na | 0 | TFP1815 | 0
3581 | 3504013GS | 2612.44 | 18--14 | 0 | #350 Fabricated Concentric Reducer | 4" x 1-1/4" | na | na | Galvanized | na | Each | 0 | na | 0 | TFP1815 | 0
3582 | 72869 | 422.44 | 18--14 | 0 | #350 Fabricated Concentric Reducer | 4" x 1-1/2" | na | na | Painted | na | Each | 0 | na | 0 | TFP1815 | 0
3583 | 73410 | 559.24 | 18--14 | 0 | #350 Fabricated Concentric Reducer | 4" x 1-1/2" | na | na | Galvanized | na | Each | 0 | na | 0 | TFP1815 | 0
3584 | 5504020S | 273.04 | 18--14 | 0 | #550 Cast Concentric Reducer | 4" x 2" | na | na | Painted | na | Each | 0 | Available as a cast fitting. | 0 | TFP1815 | 0
3585 | 5504020GS | 336.58 | 18--14 | 0 | #550 Cast Concentric Reducer | 4" x 2" | na | na | Galvanized | na | Each | 0 | Available as a cast fitting. | 0 | TFP1815 | 0
3586 | 5504025S | 337.72 | 18--14 | 0 | #550 Cast Concentric Reducer | 4" x 2-1/2" | na | na | Painted | na | Each | 0 | Available as a cast fitting. | 0 | TFP1815 | 0
3587 | 5504025GS | 408.13 | 18--14 | 0 | #550 Cast Concentric Reducer | 4" x 2-1/2" | na | na | Galvanized | na | Each | 0 | Available as a cast fitting. | 0 | TFP1815 | 0
3588 | 5504030S | 337.72 | 18--14 | 0 | #550 Cast Concentric Reducer | 4" x 3" | na | na | Painted | na | Each | 0 | Available as a cast fitting. | 0 | TFP1815 | 0
3589 | 5504030GS | 408.13 | 18--14 | 0 | #550 Cast Concentric Reducer | 4" x 3" | na | na | Galvanized | na | Each | 0 | Available as a cast fitting. | 0 | TFP1815 | 0
3590 | 72875 | 337.72 | 18--14 | 0 | #350 Fabricated Concentric Reducer | 4" x 3-1/2" | na | na | Painted | na | Each | 0 | na | 0 | TFP1815 | 0
3591 | 73399 | 3621.01 | 18--14 | 0 | #350 Fabricated Concentric Reducer | 5" x 2" | na | na | Galvanized | na | Each | 0 | na | 0 | TFP1815 | 0
3592 | 72877 | 681.16 | 18--14 | 0 | #350 Fabricated Concentric Reducer | 5" x 2-1/2" | na | na | Painted | na | Each | 0 | na | 0 | TFP1815 | 0
3593 | 5505040S | 463.65 | 18--14 | 0 | #550 Cast Concentric Reducer | 5" x 4" | na | na | Painted | na | Each | 0 | Available as a cast fitting. | 0 | TFP1815 | 0
3594 | 5505040GS | 578.7 | 18--14 | 0 | #550 Cast Concentric Reducer | 5" x 4" | na | na | Galvanized | na | Each | 0 | Available as a cast fitting. | 0 | TFP1815 | 0
3595 | 5506020S | 613.62 | 18--14 | 0 | #550 Cast Concentric Reducer | 6" x 2" | na | na | Painted | na | Each | 0 | Available as a cast fitting. | 0 | TFP1815 | 0
3596 | 5506020GS | 764.16 | 18--14 | 0 | #550 Cast Concentric Reducer | 6" x 2" | na | na | Galvanized | na | Each | 0 | Available as a cast fitting. | 0 | TFP1815 | 0
3597 | 3506025S | 681.16 | 18--14 | 0 | #350 Fabricated Concentric Reducer | 6" x 2-1/2" | na | na | Painted | na | Each | 0 | na | 0 | TFP1815 | 0
3598 | 5506030S | 613.62 | 18--14 | 0 | #550 Cast Concentric Reducer | 6" x 3" | na | na | Painted | na | Each | 0 | Available as a cast fitting. | 0 | TFP1815 | 0
3599 | 5506030GS | 764.16 | 18--14 | 0 | #550 Cast Concentric Reducer | 6" x 3" | na | na | Galvanized | na | Each | 0 | Available as a cast fitting. | 0 | TFP1815 | 0
3600 | 5506040S | 537.49 | 18--14 | 0 | #550 Cast Concentric Reducer | 6" x 4" | na | na | Painted | na | Each | 0 | Available as a cast fitting. | 0 | TFP1815 | 0
3601 | 5506040GS | 693.18 | 18--14 | 0 | #550 Cast Concentric Reducer | 6" x 4" | na | na | Galvanized | na | Each | 0 | Available as a cast fitting. | 0 | TFP1815 | 0
3602 | 5506050S | 789.92 | 18--14 | 0 | #550 Cast Concentric Reducer | 6" x 5" | na | na | Painted | na | Each | 0 | Available as a cast fitting. | 0 | TFP1815 | 0
3603 | 5506050GS | 978.24 | 18--14 | 0 | #550 Cast Concentric Reducer | 6" x 5" | na | na | Galvanized | na | Each | 0 | Available as a cast fitting. | 0 | TFP1815 | 0
3604 | 3508030S | 1089.85 | 18--14 | 0 | #350 Fabricated Concentric Reducer | 8" x 3" | na | na | Painted | na | Each | 0 | na | 0 | TFP1815 | 0
3605 | 5508040S | 1089.85 | 18--14 | 0 | #550 Cast Concentric Reducer | 8" x 4" | na | na | Painted | na | Each | 0 | Available as a cast fitting. | 0 | TFP1815 | 0
3606 | 5508040GS | 1363.46 | 18--14 | 0 | #550 Cast Concentric Reducer | 8" x 4" | na | na | Galvanized | na | Each | 0 | Available as a cast fitting. | 0 | TFP1815 | 0
3607 | 5508060S | 1380.63 | 18--14 | 0 | #550 Cast Concentric Reducer | 8" x 6" | na | na | Painted | na | Each | 0 | Available as a cast fitting. | 0 | TFP1815 | 0
3608 | 5508060GS | 1732.09 | 18--14 | 0 | #550 Cast Concentric Reducer | 8" x 6" | na | na | Galvanized | na | Each | 0 | Available as a cast fitting. | 0 | TFP1815 | 0
3609 | 5501060S | 2708.6 | 18--14 | 0 | #550 Cast Concentric Reducer | 10" x 6" | na | na | Painted | na | Each | 0 | Available as a cast fitting. | 0 | TFP1815 | 0
3610 | 5501060GS | 3373.73 | 18--14 | 0 | #550 Cast Concentric Reducer | 10" x 6" | na | na | Galvanized | na | Each | 0 | Available as a cast fitting. | 0 | TFP1815 | 0
3611 | 5501080S | 2708.6 | 18--14 | 0 | #550 Cast Concentric Reducer | 10" x 8" | na | na | Painted | na | Each | 0 | Available as a cast fitting. | 0 | TFP1815 | 0
3612 | 5501080GS | 3432.12 | 18--14 | 0 | #550 Cast Concentric Reducer | 10" x 8" | na | na | Galvanized | na | Each | 0 | Available as a cast fitting. | 0 | TFP1815 | 0
3613 | 3501260S | 3230.63 | 18--14 | 0 | #350 Fabricated Concentric Reducer | 12" x 6" | na | na | Painted | na | Each | 0 | na | 0 | TFP1815 | 0
3614 | 5501280S | 4842.51 | 18--14 | 0 | #550 Cast Concentric Reducer | 12" x 8" | na | na | Painted | na | Each | 0 | Available as a cast fitting. | 0 | TFP1815 | 0
3615 | 5501280GS | 5717.14 | 18--14 | 0 | #550 Cast Concentric Reducer | 12" x 8" | na | na | Galvanized | na | Each | 0 | Available as a cast fitting. | 0 | TFP1815 | 0
3616 | 5501210S | 4842.51 | 18--14 | 0 | #550 Cast Concentric Reducer | 12" x 10" | na | na | Painted | na | Each | 0 | Available as a cast fitting. | 0 | TFP1815 | 0
3617 | 5501210GS | 5989.6 | 18--14 | 0 | #550 Cast Concentric Reducer | 12" x 10" | na | na | Galvanized | na | Each | 0 | Available as a cast fitting. | 0 | TFP1815 | 0
3618 | 73230 | 832.27 | 18--15 | 0 | #341 Grooved x Flanged Adapter 150# - Schedule 40 | 2" | na | na | Painted | na | Each | 0 | na | 0 | TFP1815 | 0
3619 | 73231 | 1659.96 | 18--15 | 0 | #341 Grooved x Flanged Adapter 150# - Schedule 40 | 2-1/2" | na | na | Painted | na | Each | 0 | na | 0 | TFP1815 | 0
3620 | 73251 | 1954.18 | 18--15 | 0 | #341 Grooved x Flanged Adapter 150# - Schedule 40 | 2-1/2" | na | na | Galvanized | na | Each | 0 | na | 0 | TFP1815 | 0
3621 | 73232 | 1698.89 | 18--15 | 0 | #341 Grooved x Flanged Adapter 150# - Schedule 40 | 3" | na | na | Painted | na | Each | 0 | na | 0 | TFP1815 | 0
3622 | 73233 | 1934.72 | 18--15 | 0 | #341 Grooved x Flanged Adapter 150# - Schedule 40 | 4" | na | na | Painted | na | Each | 0 | na | 0 | TFP1815 | 0
3623 | 73253 | 2818.5 | 18--15 | 0 | #341 Grooved x Flanged Adapter 150# - Schedule 40 | 4" | na | na | Galvanized | na | Each | 0 | na | 0 | TFP1815 | 0
3624 | 73254 | 3702.29 | 18--15 | 0 | #341 Grooved x Flanged Adapter 150# - Schedule 40 | 5" | na | na | Galvanized | na | Each | 0 | na | 0 | TFP1815 | 0
3625 | 73235 | 2725.77 | 18--15 | 0 | #341 Grooved x Flanged Adapter 150# - Schedule 40 | 6" | na | na | Painted | na | Each | 0 | na | 0 | TFP1815 | 0
3626 | 73236 | 3369.15 | 18--15 | 0 | #341 Grooved x Flanged Adapter 150# - Schedule 40 | 8" | na | na | Painted | na | Each | 0 | na | 0 | TFP1815 | 0
3627 | 73256 | 5011.94 | 18--15 | 0 | #341 Grooved x Flanged Adapter 150# - Schedule 40 | 8" | na | na | Galvanized | na | Each | 0 | na | 0 | TFP1815 | 0
3628 | 73237 | 5086.35 | 18--15 | 0 | #341 Grooved x Flanged Adapter 150# - Schedule 40 | 10" | na | na | Painted | na | Each | 0 | na | 0 | TFP1815 | 0
3629 | 73238 | 6961.53 | 18--15 | 0 | #341 Grooved x Flanged Adapter 150# - Schedule 40 | 12" | na | na | Painted | na | Each | 0 | na | 0 | TFP1815 | 0
3630 | 34250GS | POA | 18--15 | 0 | #342 Grooved x Flanged Adapter 300# - Schedule 40 | 5" | na | na | Galvanized | na | Each | 0 | na | 0 | TFP1815 | 0
3631 | 32020GS | 752.71 | 18--15 | 0 | #320 Grooved x Thread Tee | 2" | na | na | Galvanized | na | Each | 0 | na | 0 | TFP1815 | 0
3632 | 76768 | POA | 18--16 | 0 | #328 Standpipe Tee | 4" x 4" x 2-1/2" | na | na | Painted | na | Each | 0 | na | 0 | TFP1815 | 0
3633 | 76769 | POA | 18--16 | 0 | #328 Standpipe Tee | 6" x 6" x 2-1/2" | na | na | Painted | na | Each | 0 | na | 0 | TFP1815 | 0
3634 | 75500 | 681.16 | 18--16 | 0 | #323 Grooved x Thread Reducing Tee | 2" x 1" | na | na | Painted | na | Each | 0 | na | 0 | TFP1815 | 0
3635 | 75520 | 797.93 | 18--16 | 0 | #323 Grooved x Thread Reducing Tee | 2" x 1" | na | na | Galvanized | na | Each | 0 | na | 0 | TFP1815 | 0
3636 | 75501 | 681.16 | 18--16 | 0 | #323 Grooved x Thread Reducing Tee | 2" x 1-1/2" | na | na | Painted | na | Each | 0 | na | 0 | TFP1815 | 0
3637 | 73608 | 1526.02 | 18--16 | 0 | #323 Grooved x Thread Reducing Tee | 2-1/2" x 1-1/4" | na | na | Galvanized | na | Each | 0 | na | 0 | TFP1815 | 0
3638 | 75504 | 681.16 | 18--16 | 0 | #323 Grooved x Thread Reducing Tee | 2-1/2" x 2 | na | na | Painted | na | Each | 0 | na | 0 | TFP1815 | 0
3639 | 73610 | 815.67 | 18--16 | 0 | #323 Grooved x Thread Reducing Tee | 2-1/2" x 2 | na | na | Galvanized | na | Each | 0 | na | 0 | TFP1815 | 0
3640 | 75507 | 681.16 | 18--16 | 0 | #323 Grooved x Thread Reducing Tee | 3" x 2" | na | na | Painted | na | Each | 0 | na | 0 | TFP1815 | 0
3641 | 75523 | 856.32 | 18--16 | 0 | #323 Grooved x Thread Reducing Tee | 3" x 2" | na | na | Galvanized | na | Each | 0 | na | 0 | TFP1815 | 0
3642 | 75508 | 1639.36 | 18--16 | 0 | #323 Grooved x Thread Reducing Tee | 3" x 2-1/2" | na | na | Painted | na | Each | 0 | na | 0 | TFP1815 | 0
3643 | 73611 | 1773.3 | 18--16 | 0 | #323 Grooved x Thread Reducing Tee | 3" x 2-1/2" | na | na | Galvanized | na | Each | 0 | na | 0 | TFP1815 | 0
3644 | 75510 | 851.74 | 18--16 | 0 | #323 Grooved x Thread Reducing Tee | 4" x 2" | na | na | Painted | na | Each | 0 | na | 0 | TFP1815 | 0
3645 | 75525 | 1065.24 | 18--16 | 0 | #323 Grooved x Thread Reducing Tee | 4" x 2" | na | na | Galvanized | na | Each | 0 | na | 0 | TFP1815 | 0
3646 | 75534 | 1981.65 | 18--16 | 0 | #323 Grooved x Thread Reducing Tee | 5" x 2" | na | na | Galvanized | na | Each | 0 | na | 0 | TFP1815 | 0
3647 | 75514 | 2120.17 | 18--16 | 0 | #323 Grooved x Thread Reducing Tee | 6" x 2" | na | na | Painted | na | Each | 0 | na | 0 | TFP1815 | 0
3648 | 75840 | 546.07 | 18--17 | 0 | #327 Grooved Cross | 2" | na | na | Painted | na | Each | 0 | na | 0 | TFP1815 | 0
3649 | 75841 | 546.07 | 18--17 | 0 | #327 Grooved Cross | 2-1/2" | na | na | Painted | na | Each | 0 | na | 0 | TFP1815 | 0
3650 | 75850 | 650.25 | 18--17 | 0 | #327 Grooved Cross | 2-1/2" | na | na | Galvanized | na | Each | 0 | na | 0 | TFP1815 | 0
3651 | 75842 | 967.36 | 18--17 | 0 | #327 Grooved Cross | 3" | na | na | Painted | na | Each | 0 | na | 0 | TFP1815 | 0
3652 | 75843 | 1605.01 | 18--17 | 0 | #327 Grooved Cross | 4" | na | na | Painted | na | Each | 0 | na | 0 | TFP1815 | 0
3653 | 75852 | 1975.93 | 18--17 | 0 | #327 Grooved Cross | 4" | na | na | Galvanized | na | Each | 0 | na | 0 | TFP1815 | 0
3654 | 75845 | 4193.41 | 18--17 | 0 | #327 Grooved Cross | 6" | na | na | Painted | na | Each | 0 | na | 0 | TFP1815 | 0
3655 | 75846 | 5522.52 | 18--17 | 0 | #327 Grooved Cross | 8" | na | na | Painted | na | Each | 0 | na | 0 | TFP1815 | 0
3656 | 76757 | 6832.17 | 18--17 | 0 | #327 Grooved Cross | 8" | na | na | Galvanized | na | Each | 0 | na | 0 | TFP1815 | 0
3657 | 76800 | 242.13 | 18--17 | 0 | #372 Reducer - Small End Threaded | 1-1/2" x 1" | na | na | Painted | na | Each | 0 | na | 0 | TFP1815 | 0
3658 | 76801 | 242.13 | 18--17 | 0 | #372 Reducer - Small End Threaded | 2" x 3/4" | na | na | Painted | na | Each | 0 | na | 0 | TFP1815 | 0
3659 | 76826 | 295.94 | 18--17 | 0 | #372 Reducer - Small End Threaded | 2" x 3/4" | na | na | Galvanized | na | Each | 0 | na | 0 | TFP1815 | 0
3660 | 76802 | 242.13 | 18--17 | 0 | #372 Reducer - Small End Threaded | 2" x 1" | na | na | Painted | na | Each | 0 | na | 0 | TFP1815 | 0
3661 | 76815 | 242.13 | 18--17 | 0 | #372 Reducer - Small End Threaded | 2" x 1-1/4" | na | na | Painted | na | Each | 0 | na | 0 | TFP1815 | 0
3662 | 76816 | 342.3 | 18--17 | 0 | #372 Reducer - Small End Threaded | 2-1/2" x 1-1/4" | na | na | Painted | na | Each | 0 | na | 0 | TFP1815 | 0
3663 | 76817 | 357.18 | 18--17 | 0 | #372 Reducer - Small End Threaded | 2-1/2" x 1-1/2" | na | na | Painted | na | Each | 0 | na | 0 | TFP1815 | 0
3664 | 76804 | 363.2 | 18--17 | 0 | #372 Reducer - Small End Threaded | 2-1/2" x 2" | na | na | Painted | na | Each | 0 | na | 0 | TFP1815 | 0
3665 | 76805 | 263.31 | 18--17 | 0 | #372 Reducer - Small End Threaded | 3" x 1" | na | na | Painted | na | Each | 0 | na | 0 | TFP1815 | 0
3666 | 76830 | 316.54 | 18--17 | 0 | #372 Reducer - Small End Threaded | 3" x 1" | na | na | Galvanized | na | Each | 0 | na | 0 | TFP1815 | 0
3667 | 76818 | 821.97 | 18--17 | 0 | #372 Reducer - Small End Threaded | 3" x 1-1/4" | na | na | Painted | na | Each | 0 | na | 0 | TFP1815 | 0
3668 | 76819 | 295.94 | 18--17 | 0 | #372 Reducer - Small End Threaded | 3" x 1-1/2" | na | na | Painted | na | Each | 0 | na | 0 | TFP1815 | 0
3669 | 73797 | 354.32 | 18--17 | 0 | #372 Reducer - Small End Threaded | 3" x 1-1/2" | na | na | Galvanized | na | Each | 0 | na | 0 | TFP1815 | 0
3670 | 76806 | 295.94 | 18--17 | 0 | #372 Reducer - Small End Threaded | 3" x 2" | na | na | Painted | na | Each | 0 | na | 0 | TFP1815 | 0
3671 | 76831 | 354.32 | 18--17 | 0 | #372 Reducer - Small End Threaded | 3" x 2" | na | na | Galvanized | na | Each | 0 | na | 0 | TFP1815 | 0
3672 | 76807 | 357.18 | 18--17 | 0 | #372 Reducer - Small End Threaded | 3" x 2-1/2" | na | na | Painted | na | Each | 0 | na | 0 | TFP1815 | 0
3673 | 76832 | 420.15 | 18--17 | 0 | #372 Reducer - Small End Threaded | 3" x 2-1/2" | na | na | Galvanized | na | Each | 0 | na | 0 | TFP1815 | 0
3674 | 76808 | 338.29 | 18--17 | 0 | #372 Reducer - Small End Threaded | 4" x 1" | na | na | Painted | na | Each | 0 | na | 0 | TFP1815 | 0
3675 | 76833 | 408.13 | 18--17 | 0 | #372 Reducer - Small End Threaded | 4" x 1" | na | na | Galvanized | na | Each | 0 | na | 0 | TFP1815 | 0
3676 | 76820 | 1017.16 | 18--17 | 0 | #372 Reducer - Small End Threaded | 4" x 1-1/4" | na | na | Painted | na | Each | 0 | na | 0 | TFP1815 | 0
3677 | 76821 | 787.05 | 18--17 | 0 | #372 Reducer - Small End Threaded | 4" x 1-1/2" | na | na | Painted | na | Each | 0 | na | 0 | TFP1815 | 0
3678 | 76809 | 359.47 | 18--17 | 0 | #372 Reducer - Small End Threaded | 4" x 2" | na | na | Painted | na | Each | 0 | na | 0 | TFP1815 | 0
3679 | 76834 | 429.88 | 18--17 | 0 | #372 Reducer - Small End Threaded | 4" x 2" | na | na | Galvanized | na | Each | 0 | na | 0 | TFP1815 | 0
3680 | 76810 | 362.33 | 18--17 | 0 | #372 Reducer - Small End Threaded | 4" x 2-1/2" | na | na | Painted | na | Each | 0 | na | 0 | TFP1815 | 0
3681 | 76835 | 441.9 | 18--17 | 0 | #372 Reducer - Small End Threaded | 4" x 2-1/2" | na | na | Galvanized | na | Each | 0 | na | 0 | TFP1815 | 0
3682 | 76811 | 441.33 | 18--17 | 0 | #372 Reducer - Small End Threaded | 4" x 3" | na | na | Painted | na | Each | 0 | na | 0 | TFP1815 | 0
3683 | 76836 | 520.89 | 18--17 | 0 | #372 Reducer - Small End Threaded | 4" x 3" | na | na | Galvanized | na | Each | 0 | na | 0 | TFP1815 | 0
3684 | 76812 | 681.16 | 18--17 | 0 | #372 Reducer - Small End Threaded | 6" x 1" | na | na | Painted | na | Each | 0 | na | 0 | TFP1815 | 0
3685 | 76837 | 836.85 | 18--17 | 0 | #372 Reducer - Small End Threaded | 6" x 1" | na | na | Galvanized | na | Each | 0 | na | 0 | TFP1815 | 0
3686 | 76813 | 681.16 | 18--17 | 0 | #372 Reducer - Small End Threaded | 6" x 2" | na | na | Painted | na | Each | 0 | na | 0 | TFP1815 | 0
3687 | 76814 | 681.16 | 18--17 | 0 | #372 Reducer - Small End Threaded | 6" x 3" | na | na | Painted | na | Each | 0 | na | 0 | TFP1815 | 0
3688 | 75121 | 120.78 | 18--18 | 0 | #391 Groove x Male Thread- Adapter Nipple | 1-1/4 x 4 | na | na | Painted | na | Each | 0 | na | 0 | TFP1815 | 0
3689 | 75122 | 120.78 | 18--18 | 0 | #391 Groove x Male Thread- Adapter Nipple | 1-1/2 x 4 | na | na | Painted | na | Each | 0 | na | 0 | TFP1815 | 0
3690 | 75123 | 120.78 | 18--18 | 0 | #391 Groove x Male Thread- Adapter Nipple | 2 x 4 | na | na | Painted | na | Each | 0 | na | 0 | TFP1815 | 0
3691 | 3912040GS | 239.84 | 18--18 | 0 | #391 Groove x Male Thread- Adapter Nipple | 2 x 4 | na | na | Galvanized | na | Each | 0 | na | 0 | TFP1815 | 0
3692 | 75124 | 139.67 | 18--18 | 0 | #391 Groove x Male Thread- Adapter Nipple | 2-1/2 x 4 | na | na | Painted | na | Each | 0 | na | 0 | TFP1815 | 0
3693 | 75125 | 170.58 | 18--18 | 0 | #391 Groove x Male Thread- Adapter Nipple | 3 x 4 | na | na | Painted | na | Each | 0 | na | 0 | TFP1815 | 0
3694 | 74335 | 273.04 | 18--18 | 0 | #391 Groove x Male Thread- Adapter Nipple | 3 x 6 | na | na | Painted | na | Each | 0 | na | 0 | TFP1815 | 0
3695 | 75126 | 275.33 | 18--18 | 0 | #391 Groove x Male Thread- Adapter Nipple | 4 x 6 | na | na | Painted | na | Each | 0 | na | 0 | TFP1815 | 0
3696 | 74297 | 663.42 | 18--18 | 0 | #391 Groove x Male Thread- Adapter Nipple | 4 x 6 | na | na | Galvanized | na | Each | 0 | na | 0 | TFP1815 | 0
3697 | 75129 | 566.11 | 18--18 | 0 | #391 Groove x Male Thread- Adapter Nipple | 5 x 6 | na | na | Painted | na | Each | 0 | na | 0 | TFP1815 | 0
3698 | 75130 | 724.66 | 18--18 | 0 | #391 Groove x Male Thread- Adapter Nipple | 6 x 6 | na | na | Painted | na | Each | 0 | na | 0 | TFP1815 | 0
3699 | 3916060GS | 1292.48 | 18--18 | 0 | #391 Groove x Male Thread- Adapter Nipple | 6 x 6 | na | na | Galvanized | na | Each | 0 | na | 0 | TFP1815 | 0
3700 | 75100 | 120.78 | 18--18 | 0 | #392 Groove x Groove- Adapter Nipple | 2 x 4 | na | na | Painted | na | Each | 0 | na | 0 | TFP1815 | 0
3701 | 75103 | 275.33 | 18--18 | 0 | #392 Groove x Groove- Adapter Nipple | 4 x 6 | na | na | Painted | na | Each | 0 | na | 0 | TFP1815 | 0
3702 | 75105 | 724.66 | 18--18 | 0 | #392 Groove x Groove- Adapter Nipple | 6 x 6 | na | na | Painted | na | Each | 0 | na | 0 | TFP1815 | 0
3703 | 75150 | 120.78 | 18--18 | 0 | #393 Groove x Plain- Adapter Nipple | 2 x 4 | na | na | Painted | na | Each | 0 | na | 0 | TFP1815 | 0
3704 | 75151 | 139.67 | 18--18 | 0 | #393 Groove x Plain- Adapter Nipple | 2-1/2 x 4 | na | na | Painted | na | Each | 0 | na | 0 | TFP1815 | 0
3705 | 75152 | 170.58 | 18--18 | 0 | #393 Groove x Plain- Adapter Nipple | 3 x 4 | na | na | Painted | na | Each | 0 | na | 0 | TFP1815 | 0
3706 | 75153 | 275.33 | 18--18 | 0 | #393 Groove x Plain- Adapter Nipple | 4 x 6 | na | na | Painted | na | Each | 0 | na | 0 | TFP1815 | 0
3707 | 75158 | 566.11 | 18--18 | 0 | #393 Groove x Plain- Adapter Nipple | 5 x 6 | na | na | Painted | na | Each | 0 | na | 0 | TFP1815 | 0
3708 | 75156 | 1135.65 | 18--18 | 0 | #393 Groove x Plain- Adapter Nipple | 10 x 8 | na | na | Painted | na | Each | 0 | na | 0 | TFP1815 | 0
3709 | 7302005ES | 186.03 | 18--19 | 0 | #730 Thrd Mech Tee w/Grade E EPDM Gasket | 2" x 1/2" | na | na | Painted | na | Each | 0 | na | 0 | TFP1860 | 0
3710 | 7302005EGS | 235.83 | 18--19 | 0 | #730 Thrd Mech Tee w/Grade E EPDM Gasket | 2" x 1/2" | na | na | Galvanized | na | Each | 0 | na | 0 | TFP1860 | 0
3711 | 730EGS-1 | 39.21 | 18--19 | 0 | #730 Replacement Gasket, Grade E EPDM | 4" x 1" | na | na | Gasket Only | na | Each | 0 | na | 0 | TFP1860 | 0
3712 | 73020075ES | 186.03 | 18--19 | 0 | #730 Thrd Mech Tee w/Grade E EPDM Gasket | 2" x 3/4" | na | na | Painted | na | Each | 0 | na | 0 | TFP1860 | 0
3713 | 73020075EGS | 235.83 | 18--19 | 0 | #730 Thrd Mech Tee w/Grade E EPDM Gasket | 2" x 3/4" | na | na | Galvanized | na | Each | 0 | na | 0 | TFP1860 | 0
3714 | 730EGS-1 | 39.21 | 18--19 | 0 | #730 Replacement Gasket, Grade E EPDM | 4" x 1" | na | na | Gasket Only | na | Each | 0 | na | 0 | TFP1860 | 0
3715 | 7302010ES | 186.03 | 18--19 | 0 | #730 Thrd Mech Tee w/Grade E EPDM Gasket | 2" x 1" | na | na | Painted | na | Each | 0 | na | 0 | TFP1860 | 0
3716 | 7302010EGS | 235.83 | 18--19 | 0 | #730 Thrd Mech Tee w/Grade E EPDM Gasket | 2" x 1" | na | na | Galvanized | na | Each | 0 | na | 0 | TFP1860 | 0
3717 | 730EGS-1 | 39.21 | 18--19 | 0 | #730 Replacement Gasket, Grade E EPDM | 4" x 1" | na | na | Gasket Only | na | Each | 0 | na | 0 | TFP1860 | 0
3718 | 7302013ES | 215.23 | 18--19 | 0 | #730 Thrd Mech Tee w/Grade E EPDM Gasket | 2" x 1-1/4" | na | na | Painted | na | Each | 0 | na | 0 | TFP1860 | 0
3719 | 7302013EGS | 267.32 | 18--19 | 0 | #730 Thrd Mech Tee w/Grade E EPDM Gasket | 2" x 1-1/4" | na | na | Galvanized | na | Each | 0 | na | 0 | TFP1860 | 0
3720 | 730EGS-2 | 46.94 | 18--19 | 0 | #730 Replacement Gasket, Grade E EPDM | 4 X 1-1/4" | na | na | Gasket Only | na | Each | 0 | na | 0 | TFP1860 | 0
3721 | 7302015ES | 215.23 | 18--19 | 0 | #730 Thrd Mech Tee w/Grade E EPDM Gasket | 2" x 1-1/2" | na | na | Painted | na | Each | 0 | na | 0 | TFP1860 | 0
3722 | 7302015EGS | 267.32 | 18--19 | 0 | #730 Thrd Mech Tee w/Grade E EPDM Gasket | 2" x 1-1/2" | na | na | Galvanized | na | Each | 0 | na | 0 | TFP1860 | 0
3723 | 730EGS-2 | 46.94 | 18--19 | 0 | #730 Replacement Gasket, Grade E EPDM | 4 X 1-1/4" | na | na | Gasket Only | na | Each | 0 | na | 0 | TFP1860 | 0
3724 | 7302505ES | 186.03 | 18--19 | 0 | #730 Thrd Mech Tee w/Grade E EPDM Gasket | 2-1/2" x 1/2" | na | na | Painted | na | Each | 0 | na | 0 | TFP1860 | 0
3725 | 7302505EGS | 235.83 | 18--19 | 0 | #730 Thrd Mech Tee w/Grade E EPDM Gasket | 2-1/2" x 1/2" | na | na | Galvanized | na | Each | 0 | na | 0 | TFP1860 | 0
3726 | 730EGS-1 | 39.21 | 18--19 | 0 | #730 Replacement Gasket, Grade E EPDM | 4" x 1" | na | na | Gasket Only | na | Each | 0 | na | 0 | TFP1860 | 0
3727 | 73025075ES | 186.03 | 18--19 | 0 | #730 Thrd Mech Tee w/Grade E EPDM Gasket | 2-1/2" x 3/4" | na | na | Painted | na | Each | 0 | na | 0 | TFP1860 | 0
3728 | 73025075EGS | 235.83 | 18--19 | 0 | #730 Thrd Mech Tee w/Grade E EPDM Gasket | 2-1/2" x 3/4" | na | na | Galvanized | na | Each | 0 | na | 0 | TFP1860 | 0
3729 | 730EGS-1 | 39.21 | 18--19 | 0 | #730 Replacement Gasket, Grade E EPDM | 4" x 1" | na | na | Gasket Only | na | Each | 0 | na | 0 | TFP1860 | 0
3730 | 7302510ES | 186.03 | 18--19 | 0 | #730 Thrd Mech Tee w/Grade E EPDM Gasket | 2-1/2" x 1" | na | na | Painted | na | Each | 0 | na | 0 | TFP1860 | 0
3731 | 7302510EGS | 235.83 | 18--19 | 0 | #730 Thrd Mech Tee w/Grade E EPDM Gasket | 2-1/2" x 1" | na | na | Galvanized | na | Each | 0 | na | 0 | TFP1860 | 0
3732 | 730EGS-1 | 39.21 | 18--19 | 0 | #730 Replacement Gasket, Grade E EPDM | 4" x 1" | na | na | Gasket Only | na | Each | 0 | na | 0 | TFP1860 | 0
3733 | 7302513ES | 261.59 | 18--19 | 0 | #730 Thrd Mech Tee w/Grade E EPDM Gasket | 2-1/2" x 1-1/4" | na | na | Painted | na | Each | 0 | na | 0 | TFP1860 | 0
3734 | 7302513EGS | 318.26 | 18--19 | 0 | #730 Thrd Mech Tee w/Grade E EPDM Gasket | 2-1/2" x 1-1/4" | na | na | Galvanized | na | Each | 0 | na | 0 | TFP1860 | 0
3735 | 730EGS-3 | 46.94 | 18--19 | 0 | #730 Replacement Gasket, Grade E EPDM | 6 X 1-1/2" | na | na | Gasket Only | na | Each | 0 | na | 0 | TFP1860 | 0
3736 | 7302515ES | 261.59 | 18--19 | 0 | #730 Thrd Mech Tee w/Grade E EPDM Gasket | 2-1/2" x 1-1/2" | na | na | Painted | na | Each | 0 | na | 0 | TFP1860 | 0
3737 | 7302515EGS | 318.26 | 18--19 | 0 | #730 Thrd Mech Tee w/Grade E EPDM Gasket | 2-1/2" x 1-1/2" | na | na | Galvanized | na | Each | 0 | na | 0 | TFP1860 | 0
3738 | 730EGS-3 | 46.94 | 18--19 | 0 | #730 Replacement Gasket, Grade E EPDM | 6 X 1-1/2" | na | na | Gasket Only | na | Each | 0 | na | 0 | TFP1860 | 0
3739 | 7302520EP | 261.59 | 18--19 | 0 | #730 Thrd Mech Tee w/Grade E EPDM Gasket | 2-1/2" x 2" | na | na | Painted | na | Each | 0 | na | 0 | TFP1860 | 0
3740 | 7302520EGP | 318.26 | 18--19 | 0 | #730 Thrd Mech Tee w/Grade E EPDM Gasket | 2-1/2" x 2" | na | na | Galvanized | na | Each | 0 | na | 0 | TFP1860 | 0
3741 | 730EGS-4 | 46.94 | 18--19 | 0 | #730 Replacement Gasket, Grade E EPDM | 6 X 2" | na | na | Gasket Only | na | Each | 0 | na | 0 | TFP1860 | 0
3742 | 7303005ES | 215.23 | 18--19 | 0 | #730 Thrd Mech Tee w/Grade E EPDM Gasket | 3" x 1/2" | na | na | Painted | na | Each | 0 | na | 0 | TFP1860 | 0
3743 | 7303005EGS | 261.59 | 18--19 | 0 | #730 Thrd Mech Tee w/Grade E EPDM Gasket | 3" x 1/2" | na | na | Galvanized | na | Each | 0 | na | 0 | TFP1860 | 0
3744 | 730EGS-1 | 39.21 | 18--19 | 0 | #730 Replacement Gasket, Grade E EPDM | 4" x 1" | na | na | Gasket Only | na | Each | 0 | na | 0 | TFP1860 | 0
3745 | 73030075ES | 215.23 | 18--19 | 0 | #730 Thrd Mech Tee w/Grade E EPDM Gasket | 3" x 3/4" | na | na | Painted | na | Each | 0 | na | 0 | TFP1860 | 0
3746 | 73030075EGS | 261.59 | 18--19 | 0 | #730 Thrd Mech Tee w/Grade E EPDM Gasket | 3" x 3/4" | na | na | Galvanized | na | Each | 0 | na | 0 | TFP1860 | 0
3747 | 730EGS-1 | 39.21 | 18--19 | 0 | #730 Replacement Gasket, Grade E EPDM | 4" x 1" | na | na | Gasket Only | na | Each | 0 | na | 0 | TFP1860 | 0
3748 | 7303010ES | 215.23 | 18--19 | 0 | #730 Thrd Mech Tee w/Grade E EPDM Gasket | 3" x 1" | na | na | Painted | na | Each | 0 | na | 0 | TFP1860 | 0
3749 | 7303010EGS | 261.59 | 18--19 | 0 | #730 Thrd Mech Tee w/Grade E EPDM Gasket | 3" x 1" | na | na | Galvanized | na | Each | 0 | na | 0 | TFP1860 | 0
3750 | 730EGS-1 | 39.21 | 18--19 | 0 | #730 Replacement Gasket, Grade E EPDM | 4" x 1" | na | na | Gasket Only | na | Each | 0 | na | 0 | TFP1860 | 0
3751 | 7303013ES | 272.47 | 18--19 | 0 | #730 Thrd Mech Tee w/Grade E EPDM Gasket | 3" x 1-1/4" | na | na | Painted | na | Each | 0 | na | 0 | TFP1860 | 0
3752 | 7303013EGS | 338.87 | 18--19 | 0 | #730 Thrd Mech Tee w/Grade E EPDM Gasket | 3" x 1-1/4" | na | na | Galvanized | na | Each | 0 | na | 0 | TFP1860 | 0
3753 | 730EGS-2 | 46.94 | 18--19 | 0 | #730 Replacement Gasket, Grade E EPDM | 4 X 1-1/4" | na | na | Gasket Only | na | Each | 0 | na | 0 | TFP1860 | 0
3754 | 7303015ES | 272.47 | 18--19 | 0 | #730 Thrd Mech Tee w/Grade E EPDM Gasket | 3" x 1-1/2" | na | na | Painted | na | Each | 0 | na | 0 | TFP1860 | 0
3755 | 7303015EGS | 338.87 | 18--19 | 0 | #730 Thrd Mech Tee w/Grade E EPDM Gasket | 3" x 1-1/2" | na | na | Galvanized | na | Each | 0 | na | 0 | TFP1860 | 0
3756 | 730EGS-3 | 46.94 | 18--19 | 0 | #730 Replacement Gasket, Grade E EPDM | 6 X 1-1/2" | na | na | Gasket Only | na | Each | 0 | na | 0 | TFP1860 | 0
3757 | 7303020ES | 313.68 | 18--19 | 0 | #730 Thrd Mech Tee w/Grade E EPDM Gasket | 3" x 2" | na | na | Painted | na | Each | 0 | na | 0 | TFP1860 | 0
3758 | 7303020EGS | 387.52 | 18--19 | 0 | #730 Thrd Mech Tee w/Grade E EPDM Gasket | 3" x 2" | na | na | Galvanized | na | Each | 0 | na | 0 | TFP1860 | 0
3759 | 730EGS-4 | 46.94 | 18--19 | 0 | #730 Replacement Gasket, Grade E EPDM | 6 X 2" | na | na | Gasket Only | na | Each | 0 | na | 0 | TFP1860 | 0
3760 | 7304005ES | 271.89 | 18--19 | 0 | #730 Thrd Mech Tee w/Grade E EPDM Gasket | 4" x 1/2" | na | na | Painted | na | Each | 0 | na | 0 | TFP1860 | 0
3761 | 7304005EGS | 322.84 | 18--19 | 0 | #730 Thrd Mech Tee w/Grade E EPDM Gasket | 4" x 1/2" | na | na | Galvanized | na | Each | 0 | na | 0 | TFP1860 | 0
3762 | 730EGS-1 | 39.21 | 18--19 | 0 | #730 Replacement Gasket, Grade E EPDM | 4" x 1" | na | na | Gasket Only | na | Each | 0 | na | 0 | TFP1860 | 0
3763 | 73040075ES | 271.89 | 18--19 | 0 | #730 Thrd Mech Tee w/Grade E EPDM Gasket | 4" x 3/4" | na | na | Painted | na | Each | 0 | na | 0 | TFP1860 | 0
3764 | 73040075EGS | 322.84 | 18--19 | 0 | #730 Thrd Mech Tee w/Grade E EPDM Gasket | 4" x 3/4" | na | na | Galvanized | na | Each | 0 | na | 0 | TFP1860 | 0
3765 | 730EGS-1 | 39.21 | 18--19 | 0 | #730 Replacement Gasket, Grade E EPDM | 4" x 1" | na | na | Gasket Only | na | Each | 0 | na | 0 | TFP1860 | 0
3766 | 7304010ES | 271.89 | 18--19 | 0 | #730 Thrd Mech Tee w/Grade E EPDM Gasket | 4" x 1" | na | na | Painted | na | Each | 0 | na | 0 | TFP1860 | 0
3767 | 7304010EGS | 322.84 | 18--19 | 0 | #730 Thrd Mech Tee w/Grade E EPDM Gasket | 4" x 1" | na | na | Galvanized | na | Each | 0 | na | 0 | TFP1860 | 0
3768 | 730EGS-1 | 39.21 | 18--19 | 0 | #730 Replacement Gasket, Grade E EPDM | 4" x 1" | na | na | Gasket Only | na | Each | 0 | na | 0 | TFP1860 | 0
3769 | 7304013ES | 316.54 | 18--19 | 0 | #730 Thrd Mech Tee w/Grade E EPDM Gasket | 4" x 1-1/4" | na | na | Painted | na | Each | 0 | na | 0 | TFP1860 | 0
3770 | 7304013EGS | 374.35 | 18--19 | 0 | #730 Thrd Mech Tee w/Grade E EPDM Gasket | 4" x 1-1/4" | na | na | Galvanized | na | Each | 0 | na | 0 | TFP1860 | 0
3771 | 730EGS-2 | 46.94 | 18--19 | 0 | #730 Replacement Gasket, Grade E EPDM | 4 X 1-1/4" | na | na | Gasket Only | na | Each | 0 | na | 0 | TFP1860 | 0
3772 | 7304015ES | 328.56 | 18--19 | 0 | #730 Thrd Mech Tee w/Grade E EPDM Gasket | 4" x 1-1/2" | na | na | Painted | na | Each | 0 | na | 0 | TFP1860 | 0
3773 | 7304015EGS | 413.85 | 18--19 | 0 | #730 Thrd Mech Tee w/Grade E EPDM Gasket | 4" x 1-1/2" | na | na | Galvanized | na | Each | 0 | na | 0 | TFP1860 | 0
3774 | 730EGS-3 | 46.94 | 18--19 | 0 | #730 Replacement Gasket, Grade E EPDM | 6 X 1-1/2" | na | na | Gasket Only | na | Each | 0 | na | 0 | TFP1860 | 0
3775 | 7304020ES | 328.56 | 18--19 | 0 | #730 Thrd Mech Tee w/Grade E EPDM Gasket | 4" x 2" | na | na | Painted | na | Each | 0 | na | 0 | TFP1860 | 0
3776 | 7304020EGS | 417.86 | 18--19 | 0 | #730 Thrd Mech Tee w/Grade E EPDM Gasket | 4" x 2" | na | na | Galvanized | na | Each | 0 | na | 0 | TFP1860 | 0
3777 | 730EGS-4 | 46.94 | 18--19 | 0 | #730 Replacement Gasket, Grade E EPDM | 6 X 2" | na | na | Gasket Only | na | Each | 0 | na | 0 | TFP1860 | 0
3778 | 7304025ES | 344.02 | 18--19 | 0 | #730 Thrd Mech Tee w/Grade E EPDM Gasket | 4" x 2-1/2" | na | na | Painted | na | Each | 0 | na | 0 | TFP1860 | 0
3779 | 7304025EGS | 443.04 | 18--19 | 0 | #730 Thrd Mech Tee w/Grade E EPDM Gasket | 4" x 2-1/2" | na | na | Galvanized | na | Each | 0 | na | 0 | TFP1860 | 0
3780 | 730EGS-5 | 51.23 | 18--19 | 0 | #730 Replacement Gasket, Grade E EPDM | 5 x 2-1/2" | na | na | Gasket Only | na | Each | 0 | na | 0 | TFP1860 | 0
3781 | 7304030ES | 364.62 | 18--19 | 0 | #730 Thrd Mech Tee w/Grade E EPDM Gasket | 4" x 3" | na | na | Painted | na | Each | 0 | na | 0 | TFP1860 | 0
3782 | 7304030EGS | 468.23 | 18--19 | 0 | #730 Thrd Mech Tee w/Grade E EPDM Gasket | 4" x 3" | na | na | Galvanized | na | Each | 0 | na | 0 | TFP1860 | 0
3783 | 730EGS-7 | 57.24 | 18--19 | 0 | #730 Replacement Gasket, Grade E EPDM | 4 X 3" | na | na | Gasket Only | na | Each | 0 | na | 0 | TFP1860 | 0
3784 | 7305015EP | 400.68 | 18--19 | 0 | #730 Thrd Mech Tee w/Grade E EPDM Gasket | 5" x 1-1/2" | na | na | Painted | na | Each | 0 | na | 0 | TFP1860 | 0
3785 | 7305015EGP | 508.3 | 18--19 | 0 | #730 Thrd Mech Tee w/Grade E EPDM Gasket | 5" x 1-1/2" | na | na | Galvanized | na | Each | 0 | na | 0 | TFP1860 | 0
3786 | 730EGS-3 | 46.94 | 18--19 | 0 | #730 Replacement Gasket, Grade E EPDM | 6 X 1-1/2" | na | na | Gasket Only | na | Each | 0 | na | 0 | TFP1860 | 0
3787 | 7305020ES | 400.68 | 18--19 | 0 | #730 Thrd Mech Tee w/Grade E EPDM Gasket | 5" x 2" | na | na | Painted | na | Each | 0 | na | 0 | TFP1860 | 0
3788 | 7305020EGS | 508.3 | 18--19 | 0 | #730 Thrd Mech Tee w/Grade E EPDM Gasket | 5" x 2" | na | na | Galvanized | na | Each | 0 | na | 0 | TFP1860 | 0
3789 | 730EGS-4 | 46.94 | 18--19 | 0 | #730 Replacement Gasket, Grade E EPDM | 6 X 2" | na | na | Gasket Only | na | Each | 0 | na | 0 | TFP1860 | 0
3790 | 7305025ES | 422.44 | 18--19 | 0 | #730 Thrd Mech Tee w/Grade E EPDM Gasket | 5" x 2-1/2" | na | na | Painted | na | Each | 0 | na | 0 | TFP1860 | 0
3791 | 7305025EGS | 538.06 | 18--19 | 0 | #730 Thrd Mech Tee w/Grade E EPDM Gasket | 5" x 2-1/2" | na | na | Galvanized | na | Each | 0 | na | 0 | TFP1860 | 0
3792 | 730EGS-5 | 51.23 | 18--19 | 0 | #730 Replacement Gasket, Grade E EPDM | 5 x 2-1/2" | na | na | Gasket Only | na | Each | 0 | na | 0 | TFP1860 | 0
3793 | 7305030EP | 450.48 | 18--19 | 0 | #730 Thrd Mech Tee w/Grade E EPDM Gasket | 5" x 3" | na | na | Painted | na | Each | 0 | na | 0 | TFP1860 | 0
3794 | 7305030EGP | 578.13 | 18--19 | 0 | #730 Thrd Mech Tee w/Grade E EPDM Gasket | 5" x 3" | na | na | Galvanized | na | Each | 0 | na | 0 | TFP1860 | 0
3795 | 730EGS-7 | 57.24 | 18--19 | 0 | #730 Replacement Gasket, Grade E EPDM | 4 X 3" | na | na | Gasket Only | na | Each | 0 | na | 0 | TFP1860 | 0
3796 | 7306013EP | 410.99 | 18--19 | 0 | #730 Thrd Mech Tee w/Grade E EPDM Gasket | 6" x 1-1/4" | na | na | Painted | na | Each | 0 | na | 0 | TFP1860 | 0
3797 | 7306013EGP | 524.9 | 18--19 | 0 | #730 Thrd Mech Tee w/Grade E EPDM Gasket | 6" x 1-1/4" | na | na | Galvanized | na | Each | 0 | na | 0 | TFP1860 | 0
3798 | 730EGS-2 | 46.94 | 18--19 | 0 | #730 Replacement Gasket, Grade E EPDM | 4 X 1-1/4" | na | na | Gasket Only | na | Each | 0 | na | 0 | TFP1860 | 0
3799 | 7306015ES | 410.99 | 18--19 | 0 | #730 Thrd Mech Tee w/Grade E EPDM Gasket | 6" x 1-1/2" | na | na | Painted | na | Each | 0 | na | 0 | TFP1860 | 0
3800 | 7306015EGS | 524.9 | 18--19 | 0 | #730 Thrd Mech Tee w/Grade E EPDM Gasket | 6" x 1-1/2" | na | na | Galvanized | na | Each | 0 | na | 0 | TFP1860 | 0
3801 | 730EGS-3 | 46.94 | 18--19 | 0 | #730 Replacement Gasket, Grade E EPDM | 6 X 1-1/2" | na | na | Gasket Only | na | Each | 0 | na | 0 | TFP1860 | 0
3802 | 7306020ES | 410.99 | 18--19 | 0 | #730 Thrd Mech Tee w/Grade E EPDM Gasket | 6" x 2" | na | na | Painted | na | Each | 0 | na | 0 | TFP1860 | 0
3803 | 7306020EGS | 524.9 | 18--19 | 0 | #730 Thrd Mech Tee w/Grade E EPDM Gasket | 6" x 2" | na | na | Galvanized | na | Each | 0 | na | 0 | TFP1860 | 0
3804 | 730EGS-4 | 46.94 | 18--19 | 0 | #730 Replacement Gasket, Grade E EPDM | 6 X 2" | na | na | Gasket Only | na | Each | 0 | na | 0 | TFP1860 | 0
3805 | 7306025ES | 441.9 | 18--19 | 0 | #730 Thrd Mech Tee w/Grade E EPDM Gasket | 6" x 2-1/2" | na | na | Painted | na | Each | 0 | na | 0 | TFP1860 | 0
3806 | 7306025EGS | 570.69 | 18--19 | 0 | #730 Thrd Mech Tee w/Grade E EPDM Gasket | 6" x 2-1/2" | na | na | Galvanized | na | Each | 0 | na | 0 | TFP1860 | 0
3807 | 730EGS-6 | 54.67 | 18--19 | 0 | #730 Replacement Gasket, Grade E EPDM | 8 X 2-1/2" | na | na | Gasket Only | na | Each | 0 | na | 0 | TFP1860 | 0
3808 | 7306030ES | 704.93 | 18--19 | 0 | #730 Thrd Mech Tee w/Grade E EPDM Gasket | 6" x 3" | na | na | Painted | na | Each | 0 | na | 0 | TFP1860 | 0
3809 | 7306030EGS | 604.46 | 18--19 | 0 | #730 Thrd Mech Tee w/Grade E EPDM Gasket | 6" x 3" | na | na | Galvanized | na | Each | 0 | na | 0 | TFP1860 | 0
3810 | 730EGS-8 | 57.24 | 18--19 | 0 | #730 Replacement Gasket, Grade E EPDM | 8" x 3" | na | na | Gasket Only | na | Each | 0 | na | 0 | TFP1860 | 0
3811 | 7306040ES | 520.32 | 18--19 | 0 | #730 Thrd Mech Tee w/Grade E EPDM Gasket | 6" x 4" | na | na | Painted | na | Each | 0 | na | 0 | TFP1860 | 0
3812 | 7306040EGS | 675.44 | 18--19 | 0 | #730 Thrd Mech Tee w/Grade E EPDM Gasket | 6" x 4" | na | na | Galvanized | na | Each | 0 | na | 0 | TFP1860 | 0
3813 | 730EGS-9 | 75.28 | 18--19 | 0 | #730 Replacement Gasket, Grade E EPDM | 8 X 4" | na | na | Gasket Only | na | Each | 0 | na | 0 | TFP1860 | 0
3814 | 7308025ES | 716.08 | 18--19 | 0 | #730 Thrd Mech Tee w/Grade E EPDM Gasket | 8" x 2-1/2" | na | na | Painted | na | Each | 0 | na | 0 | TFP1860 | 0
3815 | 7308025EGS | 903.82 | 18--19 | 0 | #730 Thrd Mech Tee w/Grade E EPDM Gasket | 8" x 2-1/2" | na | na | Galvanized | na | Each | 0 | na | 0 | TFP1860 | 0
3816 | 730EGS-6 | 54.67 | 18--19 | 0 | #730 Replacement Gasket, Grade E EPDM | 8 X 2-1/2" | na | na | Gasket Only | na | Each | 0 | na | 0 | TFP1860 | 0
3817 | 7308030ES | 756.72 | 18--19 | 0 | #730 Thrd Mech Tee w/Grade E EPDM Gasket | 8" x 3" | na | na | Painted | na | Each | 0 | na | 0 | TFP1860 | 0
3818 | 7308030EGS | 956.49 | 18--19 | 0 | #730 Thrd Mech Tee w/Grade E EPDM Gasket | 8" x 3" | na | na | Galvanized | na | Each | 0 | na | 0 | TFP1860 | 0
3819 | 730EGS-8 | 57.24 | 18--19 | 0 | #730 Replacement Gasket, Grade E EPDM | 8" x 3" | na | na | Gasket Only | na | Each | 0 | na | 0 | TFP1860 | 0
3820 | 7308040ES | 777.32 | 18--19 | 0 | #730 Thrd Mech Tee w/Grade E EPDM Gasket | 8" x 4" | na | na | Painted | na | Each | 0 | na | 0 | TFP1860 | 0
3821 | 7308040EGS | 1002.28 | 18--19 | 0 | #730 Thrd Mech Tee w/Grade E EPDM Gasket | 8" x 4" | na | na | Galvanized | na | Each | 0 | na | 0 | TFP1860 | 0
3822 | 730EGS-9 | 75.28 | 18--19 | 0 | #730 Replacement Gasket, Grade E EPDM | 8 X 4" | na | na | Gasket Only | na | Each | 0 | na | 0 | TFP1860 | 0
3823 | 7302013ERS | 215.23 | 18--20 | 0 | #730 Grvd Mech Tee w/Gr E EPDM Gasket | 2" x 1-1/4" | na | na | Painted | na | Each | 0 | na | 0 | TFP1860 | 0
3824 | 7302013EGRS | 267.32 | 18--20 | 0 | #730 Grvd Mech Tee w/Gr E EPDM Gasket | 2" x 1-1/4" | na | na | Galvanized | na | Each | 0 | na | 0 | TFP1860 | 0
3825 | 730EGS-2 | 46.94 | 18--20 | 0 | #730 Replacement Gasket, Grade E EPDM | 4 X 1-1/4" | na | na | Gasket Only | na | Each | 0 | na | 0 | TFP1860 | 0
3826 | 7302015ERS | 215.23 | 18--20 | 0 | #730 Grvd Mech Tee w/Gr E EPDM Gasket | 2" x 1-1/2" | na | na | Painted | na | Each | 0 | na | 0 | TFP1860 | 0
3827 | 7302015EGRS | 267.32 | 18--20 | 0 | #730 Grvd Mech Tee w/Gr E EPDM Gasket | 2" x 1-1/2" | na | na | Galvanized | na | Each | 0 | na | 0 | TFP1860 | 0
3828 | 730EGS-2 | 46.94 | 18--20 | 0 | #730 Replacement Gasket, Grade E EPDM | 4 X 1-1/4" | na | na | Gasket Only | na | Each | 0 | na | 0 | TFP1860 | 0
3829 | 7302513ERS | 261.59 | 18--20 | 0 | #730 Grvd Mech Tee w/Gr E EPDM Gasket | 2-1/2" x 1-1/4" | na | na | Painted | na | Each | 0 | na | 0 | TFP1860 | 0
3830 | 7302513EGRS | 318.26 | 18--20 | 0 | #730 Grvd Mech Tee w/Gr E EPDM Gasket | 2-1/2" x 1-1/4" | na | na | Galvanized | na | Each | 0 | na | 0 | TFP1860 | 0
3831 | 730EGS-3 | 46.94 | 18--20 | 0 | #730 Replacement Gasket, Grade E EPDM | 6 X 1-1/2" | na | na | Gasket Only | na | Each | 0 | na | 0 | TFP1860 | 0
3832 | 7302515ERS | 261.59 | 18--20 | 0 | #730 Grvd Mech Tee w/Gr E EPDM Gasket | 2-1/2" x 1-1/2" | na | na | Painted | na | Each | 0 | na | 0 | TFP1860 | 0
3833 | 7302515EGRS | 318.26 | 18--20 | 0 | #730 Grvd Mech Tee w/Gr E EPDM Gasket | 2-1/2" x 1-1/2" | na | na | Galvanized | na | Each | 0 | na | 0 | TFP1860 | 0
3834 | 730EGS-3 | 46.94 | 18--20 | 0 | #730 Replacement Gasket, Grade E EPDM | 6 X 1-1/2" | na | na | Gasket Only | na | Each | 0 | na | 0 | TFP1860 | 0
3835 | 7302520ERP | 261.59 | 18--20 | 0 | #730 Grvd Mech Tee w/Gr E EPDM Gasket | 2-1/2" x 2" | na | na | Painted | na | Each | 0 | na | 0 | TFP1860 | 0
3836 | 7302520EGRP | 318.26 | 18--20 | 0 | #730 Grvd Mech Tee w/Gr E EPDM Gasket | 2-1/2" x 2" | na | na | Galvanized | na | Each | 0 | na | 0 | TFP1860 | 0
3837 | 730EGS-4 | 46.94 | 18--20 | 0 | #730 Replacement Gasket, Grade E EPDM | 6 X 2" | na | na | Gasket Only | na | Each | 0 | na | 0 | TFP1860 | 0
3838 | 7303013ERS | 272.47 | 18--20 | 0 | #730 Grvd Mech Tee w/Gr E EPDM Gasket | 3" x 1-1/4" | na | na | Painted | na | Each | 0 | na | 0 | TFP1860 | 0
3839 | 7303013EGRS | 338.87 | 18--20 | 0 | #730 Grvd Mech Tee w/Gr E EPDM Gasket | 3" x 1-1/4" | na | na | Galvanized | na | Each | 0 | na | 0 | TFP1860 | 0
3840 | 730EGS-2 | 46.94 | 18--20 | 0 | #730 Replacement Gasket, Grade E EPDM | 4 X 1-1/4" | na | na | Gasket Only | na | Each | 0 | na | 0 | TFP1860 | 0
3841 | 7303015ERS | 272.47 | 18--20 | 0 | #730 Grvd Mech Tee w/Gr E EPDM Gasket | 3" x 1-1/2" | na | na | Painted | na | Each | 0 | na | 0 | TFP1860 | 0
3842 | 7303015EGRS | 338.87 | 18--20 | 0 | #730 Grvd Mech Tee w/Gr E EPDM Gasket | 3" x 1-1/2" | na | na | Galvanized | na | Each | 0 | na | 0 | TFP1860 | 0
3843 | 730EGS-3 | 46.94 | 18--20 | 0 | #730 Replacement Gasket, Grade E EPDM | 6 X 1-1/2" | na | na | Gasket Only | na | Each | 0 | na | 0 | TFP1860 | 0
3844 | 7303020ERS | 313.68 | 18--20 | 0 | #730 Grvd Mech Tee w/Gr E EPDM Gasket | 3" x 2" | na | na | Painted | na | Each | 0 | na | 0 | TFP1860 | 0
3845 | 7303020EGRS | 387.52 | 18--20 | 0 | #730 Grvd Mech Tee w/Gr E EPDM Gasket | 3" x 2" | na | na | Galvanized | na | Each | 0 | na | 0 | TFP1860 | 0
3846 | 730EGS-4 | 46.94 | 18--20 | 0 | #730 Replacement Gasket, Grade E EPDM | 6 X 2" | na | na | Gasket Only | na | Each | 0 | na | 0 | TFP1860 | 0
3847 | 7304013ERS | 316.54 | 18--20 | 0 | #730 Grvd Mech Tee w/Gr E EPDM Gasket | 4" x 1-1/4" | na | na | Painted | na | Each | 0 | na | 0 | TFP1860 | 0
3848 | 7304013EGRS | 374.35 | 18--20 | 0 | #730 Grvd Mech Tee w/Gr E EPDM Gasket | 4" x 1-1/4" | na | na | Galvanized | na | Each | 0 | na | 0 | TFP1860 | 0
3849 | 730EGS-2 | 46.94 | 18--20 | 0 | #730 Replacement Gasket, Grade E EPDM | 4 X 1-1/4" | na | na | Gasket Only | na | Each | 0 | na | 0 | TFP1860 | 0
3850 | 7304015ERS | 328.56 | 18--20 | 0 | #730 Grvd Mech Tee w/Gr E EPDM Gasket | 4" x 1-1/2" | na | na | Painted | na | Each | 0 | na | 0 | TFP1860 | 0
3851 | 7304015EGRS | 413.85 | 18--20 | 0 | #730 Grvd Mech Tee w/Gr E EPDM Gasket | 4" x 1-1/2" | na | na | Galvanized | na | Each | 0 | na | 0 | TFP1860 | 0
3852 | 730EGS-3 | 46.94 | 18--20 | 0 | #730 Replacement Gasket, Grade E EPDM | 6 X 1-1/2" | na | na | Gasket Only | na | Each | 0 | na | 0 | TFP1860 | 0
3853 | 7304020ERS | 328.56 | 18--20 | 0 | #730 Grvd Mech Tee w/Gr E EPDM Gasket | 4" x 2" | na | na | Painted | na | Each | 0 | na | 0 | TFP1860 | 0
3854 | 7304020EGRS | 417.86 | 18--20 | 0 | #730 Grvd Mech Tee w/Gr E EPDM Gasket | 4" x 2" | na | na | Galvanized | na | Each | 0 | na | 0 | TFP1860 | 0
3855 | 730EGS-4 | 46.94 | 18--20 | 0 | #730 Replacement Gasket, Grade E EPDM | 6 X 2" | na | na | Gasket Only | na | Each | 0 | na | 0 | TFP1860 | 0
3856 | 7304025ERS | 344.02 | 18--20 | 0 | #730 Grvd Mech Tee w/Gr E EPDM Gasket | 4" x 2-1/2" | na | na | Painted | na | Each | 0 | na | 0 | TFP1860 | 0
3857 | 7304025EGRS | 443.04 | 18--20 | 0 | #730 Grvd Mech Tee w/Gr E EPDM Gasket | 4" x 2-1/2" | na | na | Galvanized | na | Each | 0 | na | 0 | TFP1860 | 0
3858 | 730EGS-5 | 51.23 | 18--20 | 0 | #730 Replacement Gasket, Grade E EPDM | 5 x 2-1/2" | na | na | Gasket Only | na | Each | 0 | na | 0 | TFP1860 | 0
3859 | 7304030ERS | 364.62 | 18--20 | 0 | #730 Grvd Mech Tee w/Gr E EPDM Gasket | 4" x 3" | na | na | Painted | na | Each | 0 | na | 0 | TFP1860 | 0
3860 | 7304030EGRS | 468.23 | 18--20 | 0 | #730 Grvd Mech Tee w/Gr E EPDM Gasket | 4" x 3" | na | na | Galvanized | na | Each | 0 | na | 0 | TFP1860 | 0
3861 | 730EGS-7 | 57.24 | 18--20 | 0 | #730 Replacement Gasket, Grade E EPDM | 4 X 3" | na | na | Gasket Only | na | Each | 0 | na | 0 | TFP1860 | 0
3862 | 7305015ERP | 400.68 | 18--20 | 0 | #730 Grvd Mech Tee w/Gr E EPDM Gasket | 5" x 1-1/2" | na | na | Painted | na | Each | 0 | na | 0 | TFP1860 | 0
3863 | 7305015EGRP | 508.3 | 18--20 | 0 | #730 Grvd Mech Tee w/Gr E EPDM Gasket | 5" x 1-1/2" | na | na | Galvanized | na | Each | 0 | na | 0 | TFP1860 | 0
3864 | 730EGS-3 | 46.94 | 18--20 | 0 | #730 Replacement Gasket, Grade E EPDM | 6 X 1-1/2" | na | na | Gasket Only | na | Each | 0 | na | 0 | TFP1860 | 0
3865 | 7305020ERS | 400.68 | 18--20 | 0 | #730 Grvd Mech Tee w/Gr E EPDM Gasket | 5" x 2" | na | na | Painted | na | Each | 0 | na | 0 | TFP1860 | 0
3866 | 7305020EGRS | 508.3 | 18--20 | 0 | #730 Grvd Mech Tee w/Gr E EPDM Gasket | 5" x 2" | na | na | Galvanized | na | Each | 0 | na | 0 | TFP1860 | 0
3867 | 730EGS-4 | 46.94 | 18--20 | 0 | #730 Replacement Gasket, Grade E EPDM | 6 X 2" | na | na | Gasket Only | na | Each | 0 | na | 0 | TFP1860 | 0
3868 | 7305025ERS | 422.44 | 18--20 | 0 | #730 Grvd Mech Tee w/Gr E EPDM Gasket | 5" x 2-1/2" | na | na | Painted | na | Each | 0 | na | 0 | TFP1860 | 0
3869 | 7305025EGRS | 538.06 | 18--20 | 0 | #730 Grvd Mech Tee w/Gr E EPDM Gasket | 5" x 2-1/2" | na | na | Galvanized | na | Each | 0 | na | 0 | TFP1860 | 0
3870 | 730EGS-5 | 51.23 | 18--20 | 0 | #730 Replacement Gasket, Grade E EPDM | 5 x 2-1/2" | na | na | Gasket Only | na | Each | 0 | na | 0 | TFP1860 | 0
3871 | 7305030ERP | 450.48 | 18--20 | 0 | #730 Grvd Mech Tee w/Gr E EPDM Gasket | 5" x 3" | na | na | Painted | na | Each | 0 | na | 0 | TFP1860 | 0
3872 | 7305030EGRP | 578.13 | 18--20 | 0 | #730 Grvd Mech Tee w/Gr E EPDM Gasket | 5" x 3" | na | na | Galvanized | na | Each | 0 | na | 0 | TFP1860 | 0
3873 | 730EGS-7 | 57.24 | 18--20 | 0 | #730 Replacement Gasket, Grade E EPDM | 4 X 3" | na | na | Gasket Only | na | Each | 0 | na | 0 | TFP1860 | 0
3874 | 7306013ERP | 410.99 | 18--20 | 0 | #730 Grvd Mech Tee w/Gr E EPDM Gasket | 6" x 1-1/4" | na | na | Painted | na | Each | 0 | na | 0 | TFP1860 | 0
3875 | 7306013EGRP | 524.9 | 18--20 | 0 | #730 Grvd Mech Tee w/Gr E EPDM Gasket | 6" x 1-1/4" | na | na | Galvanized | na | Each | 0 | na | 0 | TFP1860 | 0
3876 | 730EGS-2 | 46.94 | 18--20 | 0 | #730 Replacement Gasket, Grade E EPDM | 4 X 1-1/4" | na | na | Gasket Only | na | Each | 0 | na | 0 | TFP1860 | 0
3877 | 7306015ERS | 410.99 | 18--20 | 0 | #730 Grvd Mech Tee w/Gr E EPDM Gasket | 6" x 1-1/2" | na | na | Painted | na | Each | 0 | na | 0 | TFP1860 | 0
3878 | 7306015EGRS | 524.9 | 18--20 | 0 | #730 Grvd Mech Tee w/Gr E EPDM Gasket | 6" x 1-1/2" | na | na | Galvanized | na | Each | 0 | na | 0 | TFP1860 | 0
3879 | 730EGS-3 | 46.94 | 18--20 | 0 | #730 Replacement Gasket, Grade E EPDM | 6 X 1-1/2" | na | na | Gasket Only | na | Each | 0 | na | 0 | TFP1860 | 0
3880 | 7306020ERS | 410.99 | 18--20 | 0 | #730 Grvd Mech Tee w/Gr E EPDM Gasket | 6" x 2" | na | na | Painted | na | Each | 0 | na | 0 | TFP1860 | 0
3881 | 7306020EGRS | 524.9 | 18--20 | 0 | #730 Grvd Mech Tee w/Gr E EPDM Gasket | 6" x 2" | na | na | Galvanized | na | Each | 0 | na | 0 | TFP1860 | 0
3882 | 730EGS-4 | 46.94 | 18--20 | 0 | #730 Replacement Gasket, Grade E EPDM | 6 X 2" | na | na | Gasket Only | na | Each | 0 | na | 0 | TFP1860 | 0
3883 | 7306025ERS | 450.48 | 18--20 | 0 | #730 Grvd Mech Tee w/Gr E EPDM Gasket | 6" x 2-1/2" | na | na | Painted | na | Each | 0 | na | 0 | TFP1860 | 0
3884 | 7306025EGRS | 570.69 | 18--20 | 0 | #730 Grvd Mech Tee w/Gr E EPDM Gasket | 6" x 2-1/2" | na | na | Galvanized | na | Each | 0 | na | 0 | TFP1860 | 0
3885 | 730EGS-6 | 54.67 | 18--20 | 0 | #730 Replacement Gasket, Grade E EPDM | 8 X 2-1/2" | na | na | Gasket Only | na | Each | 0 | na | 0 | TFP1860 | 0
3886 | 7306030ERS | 469.95 | 18--20 | 0 | #730 Grvd Mech Tee w/Gr E EPDM Gasket | 6" x 3" | na | na | Painted | na | Each | 0 | na | 0 | TFP1860 | 0
3887 | 7306030EGRS | 604.46 | 18--20 | 0 | #730 Grvd Mech Tee w/Gr E EPDM Gasket | 6" x 3" | na | na | Galvanized | na | Each | 0 | na | 0 | TFP1860 | 0
3888 | 730EGS-8 | 57.24 | 18--20 | 0 | #730 Replacement Gasket, Grade E EPDM | 8" x 3" | na | na | Gasket Only | na | Each | 0 | na | 0 | TFP1860 | 0
3889 | 7306040ERS | 520.32 | 18--20 | 0 | #730 Grvd Mech Tee w/Gr E EPDM Gasket | 6" x 4" | na | na | Painted | na | Each | 0 | na | 0 | TFP1860 | 0
3890 | 7306040EGRS | 675.44 | 18--20 | 0 | #730 Grvd Mech Tee w/Gr E EPDM Gasket | 6" x 4" | na | na | Galvanized | na | Each | 0 | na | 0 | TFP1860 | 0
3891 | 730EGS-9 | 75.28 | 18--20 | 0 | #730 Replacement Gasket, Grade E EPDM | 8 X 4" | na | na | Gasket Only | na | Each | 0 | na | 0 | TFP1860 | 0
3892 | 7308025ERS | 716.08 | 18--20 | 0 | #730 Grvd Mech Tee w/Gr E EPDM Gasket | 8" x 2-1/2" | na | na | Painted | na | Each | 0 | na | 0 | TFP1860 | 0
3893 | 7308025EGRS | 903.82 | 18--20 | 0 | #730 Grvd Mech Tee w/Gr E EPDM Gasket | 8" x 2-1/2" | na | na | Galvanized | na | Each | 0 | na | 0 | TFP1860 | 0
3894 | 730EGS-6 | 54.67 | 18--20 | 0 | #730 Replacement Gasket, Grade E EPDM | 8 X 2-1/2" | na | na | Gasket Only | na | Each | 0 | na | 0 | TFP1860 | 0
3895 | 7308030ERS | 756.72 | 18--20 | 0 | #730 Grvd Mech Tee w/Gr E EPDM Gasket | 8" x 3" | na | na | Painted | na | Each | 0 | na | 0 | TFP1860 | 0
3896 | 7308030EGRS | 956.49 | 18--20 | 0 | #730 Grvd Mech Tee w/Gr E EPDM Gasket | 8" x 3" | na | na | Galvanized | na | Each | 0 | na | 0 | TFP1860 | 0
3897 | 730EGS-8 | 57.24 | 18--20 | 0 | #730 Replacement Gasket, Grade E EPDM | 8" x 3" | na | na | Gasket Only | na | Each | 0 | na | 0 | TFP1860 | 0
3898 | 7308040ERS | 777.32 | 18--20 | 0 | #730 Grvd Mech Tee w/Gr E EPDM Gasket | 8" x 4" | na | na | Painted | na | Each | 0 | na | 0 | TFP1860 | 0
3899 | 7308040EGRS | 1002.28 | 18--20 | 0 | #730 Grvd Mech Tee w/Gr E EPDM Gasket | 8" x 4" | na | na | Galvanized | na | Each | 0 | na | 0 | TFP1860 | 0
3900 | 730EGS-9 | 75.28 | 18--20 | 0 | #730 Replacement Gasket, Grade E EPDM | 8 X 4" | na | na | Gasket Only | na | Each | 0 | na | 0 | TFP1860 | 0
3901 | 7302013ECS | 337.15 | 18--21 | 0 | #730 Thrd Mech Cross w/Grade E EPDM Gasket | 2" x 1-1/4" | na | na | Painted | na | Each | 0 | na | 0 | TFP1860 | 0
3902 | 7302013EGCS | 429.88 | 18--21 | 0 | #730 Thrd Mech Cross w/Grade E EPDM Gasket | 2" x 1-1/4" | na | na | Galvanized | na | Each | 0 | na | 0 | TFP1860 | 0
3903 | 730EGS-2 | 46.94 | 18--21 | 0 | #730 Replacement Gasket, Grade E EPDM | 4 X 1-1/4" | na | na | Gasket Only | na | Each | 0 | na | 0 | TFP1860 | 0
3904 | 7302015ECS | 505.73 | 18--21 | 0 | #730 Thrd Mech Cross w/Grade E EPDM Gasket | 2" x 1-1/2" | na | na | Painted | na | Each | 0 | na | 0 | TFP1860 | 0
3905 | 7302015EGCS | 429.88 | 18--21 | 0 | #730 Thrd Mech Cross w/Grade E EPDM Gasket | 2" x 1-1/2" | na | na | Galvanized | na | Each | 0 | na | 0 | TFP1860 | 0
3906 | 730EGS-2 | 46.94 | 18--21 | 0 | #730 Replacement Gasket, Grade E EPDM | 4 X 1-1/4" | na | na | Gasket Only | na | Each | 0 | na | 0 | TFP1860 | 0
3907 | 7302513ECS | 401.83 | 18--21 | 0 | #730 Thrd Mech Cross w/Grade E EPDM Gasket | 2-1/2" x 1-1/4" | na | na | Painted | na | Each | 0 | na | 0 | TFP1860 | 0
3908 | 7302513EGCS | 519.74 | 18--21 | 0 | #730 Thrd Mech Cross w/Grade E EPDM Gasket | 2-1/2" x 1-1/4" | na | na | Galvanized | na | Each | 0 | na | 0 | TFP1860 | 0
3909 | 730EGS-3 | 46.94 | 18--21 | 0 | #730 Replacement Gasket, Grade E EPDM | 6 X 1-1/2" | na | na | Gasket Only | na | Each | 0 | na | 0 | TFP1860 | 0
3910 | 7302515ECS | 602.75 | 18--21 | 0 | #730 Thrd Mech Cross w/Grade E EPDM Gasket | 2-1/2" x 1-1/2" | na | na | Painted | na | Each | 0 | na | 0 | TFP1860 | 0
3911 | 7302515EGCS | 429.88 | 18--21 | 0 | #730 Thrd Mech Cross w/Grade E EPDM Gasket | 2-1/2" x 1-1/2" | na | na | Galvanized | na | Each | 0 | na | 0 | TFP1860 | 0
3912 | 730EGS-3 | 46.94 | 18--21 | 0 | #730 Replacement Gasket, Grade E EPDM | 6 X 1-1/2" | na | na | Gasket Only | na | Each | 0 | na | 0 | TFP1860 | 0
3913 | 7303010ECS | 328.56 | 18--21 | 0 | #730 Thrd Mech Cross w/Grade E EPDM Gasket | 3" x 1" | na | na | Painted | na | Each | 0 | na | 0 | TFP1860 | 0
3914 | 7303010EGCS | 422.44 | 18--21 | 0 | #730 Thrd Mech Cross w/Grade E EPDM Gasket | 3" x 1" | na | na | Galvanized | na | Each | 0 | na | 0 | TFP1860 | 0
3915 | 730EGS-1 | 39.21 | 18--21 | 0 | #730 Replacement Gasket, Grade E EPDM | 4" x 1" | na | na | Gasket Only | na | Each | 0 | na | 0 | TFP1860 | 0
3916 | 7303013ECS | 401.83 | 18--21 | 0 | #730 Thrd Mech Cross w/Grade E EPDM Gasket | 3" x 1-1/4" | na | na | Painted | na | Each | 0 | na | 0 | TFP1860 | 0
3917 | 7303013EGCS | 502 | 18--21 | 0 | #730 Thrd Mech Cross w/Grade E EPDM Gasket | 3" x 1-1/4" | na | na | Galvanized | na | Each | 0 | na | 0 | TFP1860 | 0
3918 | 730EGS-2 | 46.94 | 18--21 | 0 | #730 Replacement Gasket, Grade E EPDM | 4 X 1-1/4" | na | na | Gasket Only | na | Each | 0 | na | 0 | TFP1860 | 0
3919 | 7303015ECS | 602.75 | 18--21 | 0 | #730 Thrd Mech Cross w/Grade E EPDM Gasket | 3" x 1-1/2" | na | na | Painted | na | Each | 0 | na | 0 | TFP1860 | 0
3920 | 7303015EGCS | 502 | 18--21 | 0 | #730 Thrd Mech Cross w/Grade E EPDM Gasket | 3" x 1-1/2" | na | na | Galvanized | na | Each | 0 | na | 0 | TFP1860 | 0
3921 | 730EGS-3 | 46.94 | 18--21 | 0 | #730 Replacement Gasket, Grade E EPDM | 6 X 1-1/2" | na | na | Gasket Only | na | Each | 0 | na | 0 | TFP1860 | 0
3922 | 7303020ECS | 464.79 | 18--21 | 0 | #730 Thrd Mech Cross w/Grade E EPDM Gasket | 3" x 2" | na | na | Painted | na | Each | 0 | na | 0 | TFP1860 | 0
3923 | 7303020EGCS | 574.69 | 18--21 | 0 | #730 Thrd Mech Cross w/Grade E EPDM Gasket | 3" x 2" | na | na | Galvanized | na | Each | 0 | na | 0 | TFP1860 | 0
3924 | 730EGS-4 | 46.94 | 18--21 | 0 | #730 Replacement Gasket, Grade E EPDM | 6 X 2" | na | na | Gasket Only | na | Each | 0 | na | 0 | TFP1860 | 0
3925 | 7304013ECS | 488.83 | 18--21 | 0 | #730 Thrd Mech Cross w/Grade E EPDM Gasket | 4" x 1-1/4" | na | na | Painted | na | Each | 0 | na | 0 | TFP1860 | 0
3926 | 7304013EGCS | 611.33 | 18--21 | 0 | #730 Thrd Mech Cross w/Grade E EPDM Gasket | 4" x 1-1/4" | na | na | Galvanized | na | Each | 0 | na | 0 | TFP1860 | 0
3927 | 730EGS-2 | 46.94 | 18--21 | 0 | #730 Replacement Gasket, Grade E EPDM | 4 X 1-1/4" | na | na | Gasket Only | na | Each | 0 | na | 0 | TFP1860 | 0
3928 | 7304015ECS | 488.83 | 18--21 | 0 | #730 Thrd Mech Cross w/Grade E EPDM Gasket | 4" x 1-1/2" | na | na | Painted | na | Each | 0 | na | 0 | TFP1860 | 0
3929 | 7304015EGCS | 611.33 | 18--21 | 0 | #730 Thrd Mech Cross w/Grade E EPDM Gasket | 4" x 1-1/2" | na | na | Galvanized | na | Each | 0 | na | 0 | TFP1860 | 0
3930 | 730EGS-3 | 46.94 | 18--21 | 0 | #730 Replacement Gasket, Grade E EPDM | 6 X 1-1/2" | na | na | Gasket Only | na | Each | 0 | na | 0 | TFP1860 | 0
3931 | 7304020ECS | 520.89 | 18--21 | 0 | #730 Thrd Mech Cross w/Grade E EPDM Gasket | 4" x 2" | na | na | Painted | na | Each | 0 | na | 0 | TFP1860 | 0
3932 | 7304020EGCS | 616.48 | 18--21 | 0 | #730 Thrd Mech Cross w/Grade E EPDM Gasket | 4" x 2" | na | na | Galvanized | na | Each | 0 | na | 0 | TFP1860 | 0
3933 | 730EGS-4 | 46.94 | 18--21 | 0 | #730 Replacement Gasket, Grade E EPDM | 6 X 2" | na | na | Gasket Only | na | Each | 0 | na | 0 | TFP1860 | 0
3934 | 7304025ECS | 520.89 | 18--21 | 0 | #730 Thrd Mech Cross w/Grade E EPDM Gasket | 4" x 2-1/2" | na | na | Painted | na | Each | 0 | na | 0 | TFP1860 | 0
3935 | 7304025EGCS | 661.7 | 18--21 | 0 | #730 Thrd Mech Cross w/Grade E EPDM Gasket | 4" x 2-1/2" | na | na | Galvanized | na | Each | 0 | na | 0 | TFP1860 | 0
3936 | 730EGS-5 | 51.23 | 18--21 | 0 | #730 Replacement Gasket, Grade E EPDM | 5 x 2-1/2" | na | na | Gasket Only | na | Each | 0 | na | 0 | TFP1860 | 0
3937 | 7304030ECS | 544.36 | 18--21 | 0 | #730 Thrd Mech Cross w/Grade E EPDM Gasket | 4" x 3" | na | na | Painted | na | Each | 0 | na | 0 | TFP1860 | 0
3938 | 7304030EGCS | 702.91 | 18--21 | 0 | #730 Thrd Mech Cross w/Grade E EPDM Gasket | 4" x 3" | na | na | Galvanized | na | Each | 0 | na | 0 | TFP1860 | 0
3939 | 730EGS-7 | 57.24 | 18--21 | 0 | #730 Replacement Gasket, Grade E EPDM | 4 X 3" | na | na | Gasket Only | na | Each | 0 | na | 0 | TFP1860 | 0
3940 | 7305020ECS | 595.3 | 18--21 | 0 | #730 Thrd Mech Cross w/Grade E EPDM Gasket | 5" x 2" | na | na | Painted | na | Each | 0 | na | 0 | TFP1860 | 0
3941 | 7305020EGCS | 756.72 | 18--21 | 0 | #730 Thrd Mech Cross w/Grade E EPDM Gasket | 5" x 2" | na | na | Galvanized | na | Each | 0 | na | 0 | TFP1860 | 0
3942 | 730EGS-4 | 46.94 | 18--21 | 0 | #730 Replacement Gasket, Grade E EPDM | 6 X 2" | na | na | Gasket Only | na | Each | 0 | na | 0 | TFP1860 | 0
3943 | 7305025ECS | 626.78 | 18--21 | 0 | #730 Thrd Mech Cross w/Grade E EPDM Gasket | 5" x 2-1/2" | na | na | Painted | na | Each | 0 | na | 0 | TFP1860 | 0
3944 | 7305025EGCS | 799.65 | 18--21 | 0 | #730 Thrd Mech Cross w/Grade E EPDM Gasket | 5" x 2-1/2" | na | na | Galvanized | na | Each | 0 | na | 0 | TFP1860 | 0
3945 | 730EGS-5 | 51.23 | 18--21 | 0 | #730 Replacement Gasket, Grade E EPDM | 5 x 2-1/2" | na | na | Gasket Only | na | Each | 0 | na | 0 | TFP1860 | 0
3946 | 7305030ECP | 672.57 | 18--21 | 0 | #730 Thrd Mech Cross w/Grade E EPDM Gasket | 5" x 3" | na | na | Painted | na | Each | 0 | na | 0 | TFP1860 | 0
3947 | 7305030EGCP | 860.32 | 18--21 | 0 | #730 Thrd Mech Cross w/Grade E EPDM Gasket | 5" x 3" | na | na | Galvanized | na | Each | 0 | na | 0 | TFP1860 | 0
3948 | 730EGS-7 | 57.24 | 18--21 | 0 | #730 Replacement Gasket, Grade E EPDM | 4 X 3" | na | na | Gasket Only | na | Each | 0 | na | 0 | TFP1860 | 0
3949 | 7306015ECS | 610.18 | 18--21 | 0 | #730 Thrd Mech Cross w/Grade E EPDM Gasket | 6" x 1-1/2" | na | na | Painted | na | Each | 0 | na | 0 | TFP1860 | 0
3950 | 7306015EGCS | 784.77 | 18--21 | 0 | #730 Thrd Mech Cross w/Grade E EPDM Gasket | 6" x 1-1/2" | na | na | Galvanized | na | Each | 0 | na | 0 | TFP1860 | 0
3951 | 730EGS-3 | 46.94 | 18--21 | 0 | #730 Replacement Gasket, Grade E EPDM | 6 X 1-1/2" | na | na | Gasket Only | na | Each | 0 | na | 0 | TFP1860 | 0
3952 | 7306020ECS | 636.51 | 18--21 | 0 | #730 Thrd Mech Cross w/Grade E EPDM Gasket | 6" x 2" | na | na | Painted | na | Each | 0 | na | 0 | TFP1860 | 0
3953 | 7306020EGCS | 847.73 | 18--21 | 0 | #730 Thrd Mech Cross w/Grade E EPDM Gasket | 6" x 2" | na | na | Galvanized | na | Each | 0 | na | 0 | TFP1860 | 0
3954 | 730EGS-4 | 46.94 | 18--21 | 0 | #730 Replacement Gasket, Grade E EPDM | 6 X 2" | na | na | Gasket Only | na | Each | 0 | na | 0 | TFP1860 | 0
3955 | 7306025ECS | 654.26 | 18--21 | 0 | #730 Thrd Mech Cross w/Grade E EPDM Gasket | 6" x 2-1/2" | na | na | Painted | na | Each | 0 | na | 0 | TFP1860 | 0
3956 | 7306025EGCS | 847.73 | 18--21 | 0 | #730 Thrd Mech Cross w/Grade E EPDM Gasket | 6" x 2-1/2" | na | na | Galvanized | na | Each | 0 | na | 0 | TFP1860 | 0
3957 | 730EGS-6 | 54.67 | 18--21 | 0 | #730 Replacement Gasket, Grade E EPDM | 8 X 2-1/2" | na | na | Gasket Only | na | Each | 0 | na | 0 | TFP1860 | 0
3958 | 7306030ECS | 700.05 | 18--21 | 0 | #730 Thrd Mech Cross w/Grade E EPDM Gasket | 6" x 3" | na | na | Painted | na | Each | 0 | na | 0 | TFP1860 | 0
3959 | 7306030EGCS | 896.96 | 18--21 | 0 | #730 Thrd Mech Cross w/Grade E EPDM Gasket | 6" x 3" | na | na | Galvanized | na | Each | 0 | na | 0 | TFP1860 | 0
3960 | 730EGS-8 | 57.24 | 18--21 | 0 | #730 Replacement Gasket, Grade E EPDM | 8" x 3" | na | na | Gasket Only | na | Each | 0 | na | 0 | TFP1860 | 0
3961 | 7306040ECS | 775.61 | 18--21 | 0 | #730 Thrd Mech Cross w/Grade E EPDM Gasket | 6" x 4" | na | na | Painted | na | Each | 0 | na | 0 | TFP1860 | 0
3962 | 7306040EGCS | 1002.28 | 18--21 | 0 | #730 Thrd Mech Cross w/Grade E EPDM Gasket | 6" x 4" | na | na | Galvanized | na | Each | 0 | na | 0 | TFP1860 | 0
3963 | 730EGS-9 | 75.28 | 18--21 | 0 | #730 Replacement Gasket, Grade E EPDM | 8 X 4" | na | na | Gasket Only | na | Each | 0 | na | 0 | TFP1860 | 0
3964 | 7308025ECS | 1069.25 | 18--21 | 0 | #730 Thrd Mech Cross w/Grade E EPDM Gasket | 8" x 2-1/2" | na | na | Painted | na | Each | 0 | na | 0 | TFP1860 | 0
3965 | 7308025EGCS | 1348.58 | 18--21 | 0 | #730 Thrd Mech Cross w/Grade E EPDM Gasket | 8" x 2-1/2" | na | na | Galvanized | na | Each | 0 | na | 0 | TFP1860 | 0
3966 | 730EGS-6 | 54.67 | 18--21 | 0 | #730 Replacement Gasket, Grade E EPDM | 8 X 2-1/2" | na | na | Gasket Only | na | Each | 0 | na | 0 | TFP1860 | 0
3967 | 7308030ECS | 1124.77 | 18--21 | 0 | #730 Thrd Mech Cross w/Grade E EPDM Gasket | 8" x 3" | na | na | Painted | na | Each | 0 | na | 0 | TFP1860 | 0
3968 | 7308030EGCS | 1429.86 | 18--21 | 0 | #730 Thrd Mech Cross w/Grade E EPDM Gasket | 8" x 3" | na | na | Galvanized | na | Each | 0 | na | 0 | TFP1860 | 0
3969 | 730EGS-8 | 57.24 | 18--21 | 0 | #730 Replacement Gasket, Grade E EPDM | 8" x 3" | na | na | Gasket Only | na | Each | 0 | na | 0 | TFP1860 | 0
3970 | 7308040ECS | 1163.12 | 18--21 | 0 | #730 Thrd Mech Cross w/Grade E EPDM Gasket | 8" x 4" | na | na | Painted | na | Each | 0 | na | 0 | TFP1860 | 0
3971 | 7308040EGCS | 1504.27 | 18--21 | 0 | #730 Thrd Mech Cross w/Grade E EPDM Gasket | 8" x 4" | na | na | Galvanized | na | Each | 0 | na | 0 | TFP1860 | 0
3972 | 730EGS-9 | 75.28 | 18--21 | 0 | #730 Replacement Gasket, Grade E EPDM | 8 X 4" | na | na | Gasket Only | na | Each | 0 | na | 0 | TFP1860 | 0
3973 | 7302013ERCS | 337.15 | 18--22 | 0 | #730 Grooved Mech. Cross w/ Grade “E” EPDM Gasket | 2 x 1-1/4" | na | na | Painted | na | Each | 0 | na | 0 | TFP1860 | 0
3974 | 7302013EGRCS | 429.88 | 18--22 | 0 | #730 Grooved Mech. Cross w/ Grade “E” EPDM Gasket | 2 x 1-1/4" | na | na | Galvanized | na | Each | 0 | na | 0 | TFP1860 | 0
3975 | 730EGS-2 | 46.94 | 18--22 | 0 | #730 Replacement Gasket, Grade E EPDM | 4 X 1-1/4" | na | na | Gasket Only | na | Each | 0 | na | 0 | TFP1860 | 0
3976 | 7302015ERCS | 337.15 | 18--22 | 0 | #730 Grooved Mech. Cross w/ Grade “E” EPDM Gasket | 2 x 1-1/2" | na | na | Painted | na | Each | 0 | na | 0 | TFP1860 | 0
3977 | 7302015EGRCS | 429.88 | 18--22 | 0 | #730 Grooved Mech. Cross w/ Grade “E” EPDM Gasket | 2 x 1-1/2" | na | na | Galvanized | na | Each | 0 | na | 0 | TFP1860 | 0
3978 | 730EGS-2 | 46.94 | 18--22 | 0 | #730 Replacement Gasket, Grade E EPDM | 4 X 1-1/4" | na | na | Gasket Only | na | Each | 0 | na | 0 | TFP1860 | 0
3979 | 7302513ERCS | 401.83 | 18--22 | 0 | #730 Grooved Mech. Cross w/ Grade “E” EPDM Gasket | 2-1/2" X 1-1/4" | na | na | Painted | na | Each | 0 | na | 0 | TFP1860 | 0
3980 | 7302513EGRCS | 519.74 | 18--22 | 0 | #730 Grooved Mech. Cross w/ Grade “E” EPDM Gasket | 2-1/2" X 1-1/4" | na | na | Galvanized | na | Each | 0 | na | 0 | TFP1860 | 0
3981 | 730EGS-3 | 46.94 | 18--22 | 0 | #730 Replacement Gasket, Grade E EPDM | 6 X 1-1/2" | na | na | Gasket Only | na | Each | 0 | na | 0 | TFP1860 | 0
3982 | 7302515ERCS | 401.83 | 18--22 | 0 | #730 Grooved Mech. Cross w/ Grade “E” EPDM Gasket | 2-1/2" X 1-1/2" | na | na | Painted | na | Each | 0 | na | 0 | TFP1860 | 0
3983 | 7302515EGRCS | 429.88 | 18--22 | 0 | #730 Grooved Mech. Cross w/ Grade “E” EPDM Gasket | 2-1/2" X 1-1/2" | na | na | Galvanized | na | Each | 0 | na | 0 | TFP1860 | 0
3984 | 730EGS-3 | 46.94 | 18--22 | 0 | #730 Replacement Gasket, Grade E EPDM | 6 X 1-1/2" | na | na | Gasket Only | na | Each | 0 | na | 0 | TFP1860 | 0
3985 | 7303013ERCS | 401.83 | 18--22 | 0 | #730 Grooved Mech. Cross w/ Grade “E” EPDM Gasket | 3 X 1-1/4" | na | na | Painted | na | Each | 0 | na | 0 | TFP1860 | 0
3986 | 7303013EGRCS | 502 | 18--22 | 0 | #730 Grooved Mech. Cross w/ Grade “E” EPDM Gasket | 3 X 1-1/4" | na | na | Galvanized | na | Each | 0 | na | 0 | TFP1860 | 0
3987 | 730EGS-2 | 46.94 | 18--22 | 0 | #730 Replacement Gasket, Grade E EPDM | 4 X 1-1/4" | na | na | Gasket Only | na | Each | 0 | na | 0 | TFP1860 | 0
3988 | 7303015ERCS | 401.83 | 18--22 | 0 | #730 Grooved Mech. Cross w/ Grade “E” EPDM Gasket | 3 X 1-1/2" | na | na | Painted | na | Each | 0 | na | 0 | TFP1860 | 0
3989 | 7303015EGRCS | 502 | 18--22 | 0 | #730 Grooved Mech. Cross w/ Grade “E” EPDM Gasket | 3 X 1-1/2" | na | na | Galvanized | na | Each | 0 | na | 0 | TFP1860 | 0
3990 | 730EGS-3 | 46.94 | 18--22 | 0 | #730 Replacement Gasket, Grade E EPDM | 6 X 1-1/2" | na | na | Gasket Only | na | Each | 0 | na | 0 | TFP1860 | 0
3991 | 7303020ERCS | 464.79 | 18--22 | 0 | #730 Grooved Mech. Cross w/ Grade “E” EPDM Gasket | 3 X 2" | na | na | Painted | na | Each | 0 | na | 0 | TFP1860 | 0
3992 | 7303020EGRCS | 574.69 | 18--22 | 0 | #730 Grooved Mech. Cross w/ Grade “E” EPDM Gasket | 3 X 2" | na | na | Galvanized | na | Each | 0 | na | 0 | TFP1860 | 0
3993 | 730EGS-4 | 46.94 | 18--22 | 0 | #730 Replacement Gasket, Grade E EPDM | 6 X 2" | na | na | Gasket Only | na | Each | 0 | na | 0 | TFP1860 | 0
3994 | 7304013ERCS | 488.83 | 18--22 | 0 | #730 Grooved Mech. Cross w/ Grade “E” EPDM Gasket | 4 X 1-1/4" | na | na | Painted | na | Each | 0 | na | 0 | TFP1860 | 0
3995 | 7304013EGRCS | 611.33 | 18--22 | 0 | #730 Grooved Mech. Cross w/ Grade “E” EPDM Gasket | 4 X 1-1/4" | na | na | Galvanized | na | Each | 0 | na | 0 | TFP1860 | 0
3996 | 730EGS-2 | 46.94 | 18--22 | 0 | #730 Replacement Gasket, Grade E EPDM | 4 X 1-1/4" | na | na | Gasket Only | na | Each | 0 | na | 0 | TFP1860 | 0
3997 | 7304015ERCS | 488.83 | 18--22 | 0 | #730 Grooved Mech. Cross w/ Grade “E” EPDM Gasket | 4 X 1-1/2" | na | na | Painted | na | Each | 0 | na | 0 | TFP1860 | 0
3998 | 7304015EGRCS | 611.33 | 18--22 | 0 | #730 Grooved Mech. Cross w/ Grade “E” EPDM Gasket | 4 X 1-1/2" | na | na | Galvanized | na | Each | 0 | na | 0 | TFP1860 | 0
3999 | 730EGS-3 | 46.94 | 18--22 | 0 | #730 Replacement Gasket, Grade E EPDM | 6 X 1-1/2" | na | na | Gasket Only | na | Each | 0 | na | 0 | TFP1860 | 0
4000 | 7304020ERCS | 520.89 | 18--22 | 0 | #730 Grooved Mech. Cross w/ Grade “E” EPDM Gasket | 4 X 2" | na | na | Painted | na | Each | 0 | na | 0 | TFP1860 | 0
4001 | 7304020EGRCS | 616.48 | 18--22 | 0 | #730 Grooved Mech. Cross w/ Grade “E” EPDM Gasket | 4 X 2" | na | na | Galvanized | na | Each | 0 | na | 0 | TFP1860 | 0
4002 | 730EGS-4 | 46.94 | 18--22 | 0 | #730 Replacement Gasket, Grade E EPDM | 6 X 2" | na | na | Gasket Only | na | Each | 0 | na | 0 | TFP1860 | 0
4003 | 7304025ERCS | 520.89 | 18--22 | 0 | #730 Grooved Mech. Cross w/ Grade “E” EPDM Gasket | 4 X 2-1/2" | na | na | Painted | na | Each | 0 | na | 0 | TFP1860 | 0
4004 | 7304025EGRCS | 661.7 | 18--22 | 0 | #730 Grooved Mech. Cross w/ Grade “E” EPDM Gasket | 4 X 2-1/2" | na | na | Galvanized | na | Each | 0 | na | 0 | TFP1860 | 0
4005 | 730EGS-5 | 51.23 | 18--22 | 0 | #730 Replacement Gasket, Grade E EPDM | 5 x 2-1/2" | na | na | Gasket Only | na | Each | 0 | na | 0 | TFP1860 | 0
4006 | 7304030ERCS | 544.36 | 18--22 | 0 | #730 Grooved Mech. Cross w/ Grade “E” EPDM Gasket | 4 X 3" | na | na | Painted | na | Each | 0 | na | 0 | TFP1860 | 0
4007 | 7304030EGRCS | 702.91 | 18--22 | 0 | #730 Grooved Mech. Cross w/ Grade “E” EPDM Gasket | 4 X 3" | na | na | Galvanized | na | Each | 0 | na | 0 | TFP1860 | 0
4008 | 730EGS-7 | 57.24 | 18--22 | 0 | #730 Replacement Gasket, Grade E EPDM | 4 X 3" | na | na | Gasket Only | na | Each | 0 | na | 0 | TFP1860 | 0
4009 | 7305020ERCS | 595.3 | 18--22 | 0 | #730 Grooved Mech. Cross w/ Grade “E” EPDM Gasket | 5 X 2" | na | na | Painted | na | Each | 0 | na | 0 | TFP1860 | 0
4010 | 7305020EGRCS | 756.72 | 18--22 | 0 | #730 Grooved Mech. Cross w/ Grade “E” EPDM Gasket | 5 X 2" | na | na | Galvanized | na | Each | 0 | na | 0 | TFP1860 | 0
4011 | 730EGS-4 | 46.94 | 18--22 | 0 | #730 Replacement Gasket, Grade E EPDM | 6 X 2" | na | na | Gasket Only | na | Each | 0 | na | 0 | TFP1860 | 0
4012 | 7305025ERCS | 626.78 | 18--22 | 0 | #730 Grooved Mech. Cross w/ Grade “E” EPDM Gasket | 5 x 2-1/2" | na | na | Painted | na | Each | 0 | na | 0 | TFP1860 | 0
4013 | 7305025EGRCS | 799.65 | 18--22 | 0 | #730 Grooved Mech. Cross w/ Grade “E” EPDM Gasket | 5 x 2-1/2" | na | na | Galvanized | na | Each | 0 | na | 0 | TFP1860 | 0
4014 | 730EGS-5 | 51.23 | 18--22 | 0 | #730 Replacement Gasket, Grade E EPDM | 5 x 2-1/2" | na | na | Gasket Only | na | Each | 0 | na | 0 | TFP1860 | 0
4015 | 7305030ERCS | 672.57 | 18--22 | 0 | #730 Grooved Mech. Cross w/ Grade “E” EPDM Gasket | 5 x 3" | na | na | Painted | na | Each | 0 | na | 0 | TFP1860 | 0
4016 | 7305030EGRCS | 860.32 | 18--22 | 0 | #730 Grooved Mech. Cross w/ Grade “E” EPDM Gasket | 5 x 3" | na | na | Galvanized | na | Each | 0 | na | 0 | TFP1860 | 0
4017 | 730EGS-7 | 57.24 | 18--22 | 0 | #730 Replacement Gasket, Grade E EPDM | 4 X 3" | na | na | Gasket Only | na | Each | 0 | na | 0 | TFP1860 | 0
4018 | 7306015ERCS | 610.18 | 18--22 | 0 | #730 Grooved Mech. Cross w/ Grade “E” EPDM Gasket | 6 X 1-1/2" | na | na | Painted | na | Each | 0 | na | 0 | TFP1860 | 0
4019 | 7306015EGRCS | 784.77 | 18--22 | 0 | #730 Grooved Mech. Cross w/ Grade “E” EPDM Gasket | 6 X 1-1/2" | na | na | Galvanized | na | Each | 0 | na | 0 | TFP1860 | 0
4020 | 730EGS-3 | 46.94 | 18--22 | 0 | #730 Replacement Gasket, Grade E EPDM | 6 X 1-1/2" | na | na | Gasket Only | na | Each | 0 | na | 0 | TFP1860 | 0
4021 | 7306020ERCS | 636.51 | 18--22 | 0 | #730 Grooved Mech. Cross w/ Grade “E” EPDM Gasket | 6 X 2" | na | na | Painted | na | Each | 0 | na | 0 | TFP1860 | 0
4022 | 7306020EGRCS | 847.73 | 18--22 | 0 | #730 Grooved Mech. Cross w/ Grade “E” EPDM Gasket | 6 X 2" | na | na | Galvanized | na | Each | 0 | na | 0 | TFP1860 | 0
4023 | 730EGS-4 | 46.94 | 18--22 | 0 | #730 Replacement Gasket, Grade E EPDM | 6 X 2" | na | na | Gasket Only | na | Each | 0 | na | 0 | TFP1860 | 0
4024 | 7306025ERCS | 654.26 | 18--22 | 0 | #730 Grooved Mech. Cross w/ Grade “E” EPDM Gasket | 6 X 2-1/2" | na | na | Painted | na | Each | 0 | na | 0 | TFP1860 | 0
4025 | 7306025EGRCS | 847.73 | 18--22 | 0 | #730 Grooved Mech. Cross w/ Grade “E” EPDM Gasket | 6 X 2-1/2" | na | na | Galvanized | na | Each | 0 | na | 0 | TFP1860 | 0
4026 | 730EGS-6 | 54.67 | 18--22 | 0 | #730 Replacement Gasket, Grade E EPDM | 8 X 2-1/2" | na | na | Gasket Only | na | Each | 0 | na | 0 | TFP1860 | 0
4027 | 7306030ERCS | 700.05 | 18--22 | 0 | #730 Grooved Mech. Cross w/ Grade “E” EPDM Gasket | 6 x 3" | na | na | Painted | na | Each | 0 | na | 0 | TFP1860 | 0
4028 | 7306030EGRCS | 896.96 | 18--22 | 0 | #730 Grooved Mech. Cross w/ Grade “E” EPDM Gasket | 6 x 3" | na | na | Galvanized | na | Each | 0 | na | 0 | TFP1860 | 0
4029 | 730EGS-8 | 57.24 | 18--22 | 0 | #730 Replacement Gasket, Grade E EPDM | 8" x 3" | na | na | Gasket Only | na | Each | 0 | na | 0 | TFP1860 | 0
4030 | 7306040ERCS | 775.61 | 18--22 | 0 | #730 Grooved Mech. Cross w/ Grade “E” EPDM Gasket | 6 x 4" | na | na | Painted | na | Each | 0 | na | 0 | TFP1860 | 0
4031 | 7306040EGRCS | 1002.28 | 18--22 | 0 | #730 Grooved Mech. Cross w/ Grade “E” EPDM Gasket | 6 x 4" | na | na | Galvanized | na | Each | 0 | na | 0 | TFP1860 | 0
4032 | 730EGS-9 | 75.28 | 18--22 | 0 | #730 Replacement Gasket, Grade E EPDM | 8 X 4" | na | na | Gasket Only | na | Each | 0 | na | 0 | TFP1860 | 0
4033 | 7308025ERCS | 1069.25 | 18--22 | 0 | #730 Grooved Mech. Cross w/ Grade “E” EPDM Gasket | 8 X 2-1/2" | na | na | Painted | na | Each | 0 | na | 0 | TFP1860 | 0
4034 | 7308025EGRCS | 1348.58 | 18--22 | 0 | #730 Grooved Mech. Cross w/ Grade “E” EPDM Gasket | 8 X 2-1/2" | na | na | Galvanized | na | Each | 0 | na | 0 | TFP1860 | 0
4035 | 730EGS-6 | 54.67 | 18--22 | 0 | #730 Replacement Gasket, Grade E EPDM | 8 X 2-1/2" | na | na | Gasket Only | na | Each | 0 | na | 0 | TFP1860 | 0
4036 | 7308030ERCS | 1124.77 | 18--22 | 0 | #730 Grooved Mech. Cross w/ Grade “E” EPDM Gasket | 8 X 3" | na | na | Painted | na | Each | 0 | na | 0 | TFP1860 | 0
4037 | 7308030EGRCS | 1429.86 | 18--22 | 0 | #730 Grooved Mech. Cross w/ Grade “E” EPDM Gasket | 8 X 3" | na | na | Galvanized | na | Each | 0 | na | 0 | TFP1860 | 0
4038 | 730EGS-8 | 57.24 | 18--22 | 0 | #730 Replacement Gasket, Grade E EPDM | 8" x 3" | na | na | Gasket Only | na | Each | 0 | na | 0 | TFP1860 | 0
4039 | 7308040ERCS | 1163.12 | 18--22 | 0 | #730 Grooved Mech. Cross w/ Grade “E” EPDM Gasket | 8 X 4" | na | na | Painted | na | Each | 0 | na | 0 | TFP1860 | 0
4040 | 7308040EGRCS | 1504.27 | 18--22 | 0 | #730 Grooved Mech. Cross w/ Grade “E” EPDM Gasket | 8 X 4" | na | na | Galvanized | na | Each | 0 | na | 0 | TFP1860 | 0
4041 | 730EGS-9 | 75.28 | 18--22 | 0 | #730 Replacement Gasket, Grade E EPDM | 8 X 4" | na | na | Gasket Only | na | Each | 0 | na | 0 | TFP1860 | 0
4042 | 59300G025WS | 1213.49 | 18--23 | 0 | BFV-300 Butterfly Valve - Grooved, - OPEN | 2-1/2" | na | na | na | 300 psi | Each | 0 | Int. Switch Supervisory Open | 0 | TFP1511 | 0
4043 | 59300G030WS | 1311.95 | 18--23 | 0 | BFV-300 Butterfly Valve - Grooved, - OPEN | 3" | na | na | na | 300 psi | Each | 0 | Int. Switch Supervisory Open | 0 | TFP1511 | 0
4044 | 59300G040WS | 1374.91 | 18--23 | 0 | BFV-300 Butterfly Valve - Grooved, - OPEN | 4" | na | na | na | 300 psi | Each | 0 | Int. Switch Supervisory Open | 0 | TFP1511 | 0
4045 | 59300G050WS | 2060.64 | 18--23 | 0 | BFV-300 Butterfly Valve - Grooved, - OPEN | 5" | na | na | na | 300 psi | Each | 0 | Int. Switch Supervisory Open | 0 | TFP1511 | 0
4046 | 59300G060WS | 1956.47 | 18--23 | 0 | BFV-300 Butterfly Valve - Grooved, - OPEN | 6" | na | na | na | 300 psi | Each | 0 | Int. Switch Supervisory Open | 0 | TFP1511 | 0
4047 | 59300G080WS | 2991.37 | 18--23 | 0 | BFV-300 Butterfly Valve - Grooved, - OPEN | 8" | na | na | na | 300 psi | Each | 0 | Int. Switch Supervisory Open | 0 | TFP1511 | 0
4048 | 59300G100WS | 7236.29 | 18--23 | 0 | BFV-300 Butterfly Valve - Grooved, - OPEN | 10" | na | na | na | 300 psi | Each | 0 | Int. Switch Supervisory Open | 0 | TFP1511 | 0
4049 | 59-590-0-020 | 725.81 | 18--23 | 0 | CV-1F Grooved Check Valve | 2" | na | na | na | na | Each | 0 | Note: Different Model | 0 | TFP1550 | 0
4050 | 59-590-0-025 | 725.81 | 18--23 | 0 | CV-1F Grooved Check Valve | 2-1/2" | na | na | na | na | Each | 0 | na | 0 | TFP1550 | 0
4051 | 59-590-0-030 | 725.81 | 18--23 | 0 | CV-1F Grooved Check Valve | 3" | na | na | na | na | Each | 0 | na | 0 | TFP1550 | 0
4052 | 59-590-0-040 | 753.28 | 18--23 | 0 | CV-1F Grooved Check Valve | 4" | na | na | na | na | Each | 0 | na | 0 | TFP1550 | 0
4053 | 59-590-0-050 | 1832.83 | 18--23 | 0 | CV-1F Grooved Check Valve | 5" | na | na | na | na | Each | 0 | na | 0 | TFP1550 | 0
4054 | 59-590-0-060 | 1876.33 | 18--23 | 0 | CV-1F Grooved Check Valve | 6" | na | na | na | na | Each | 0 | na | 0 | TFP1550 | 0
4055 | 59-590-0-080 | 3251.24 | 18--23 | 0 | CV-1F Grooved Check Valve | 8" | na | na | na | na | Each | 0 | na | 0 | TFP1550 | 0
4056 | 59-590-0-100 | 6191.08 | 18--23 | 0 | CV-1F Grooved Check Valve | 10" | na | na | na | na | Each | 0 | na | 0 | TFP1550 | 0
4057 | 59-590-0-120 | 8073.13 | 18--23 | 0 | CV-1F Grooved Check Valve | 12" | na | na | na | na | Each | 0 | na | 0 | TFP1550 | 0
4058 | 80100 | 8.15 | 19--1 | 0 | Cap (Slip) | 3/4" | na | na | na | na | Each | 0 | na | 0 | 0 | 0
4059 | 80101 | 10.5 | 19--1 | 0 | Cap (Slip) | 1" | na | na | na | na | Each | 0 | na | 0 | 0 | 0
4060 | 80102 | 23 | 19--1 | 0 | Cap (Slip) | 1-1/4" | na | na | na | na | Each | 0 | na | 0 | 0 | 0
4061 | 80103 | 31.25 | 19--1 | 0 | Cap (Slip) | 1-1/2" | na | na | na | na | Each | 0 | na | 0 | 0 | 0
4062 | 80104 | 38.5 | 19--1 | 0 | Cap (Slip) | 2" | na | na | na | na | Each | 0 | na | 0 | 0 | 0
4063 | 80105 | 103 | 19--1 | 0 | Cap (Slip) | 2-1/2" | na | na | na | na | Each | 0 | na | 0 | 0 | 0
4064 | 80106 | 132 | 19--1 | 0 | Cap (Slip) | 3" | na | na | na | na | Each | 0 | na | 0 | 0 | 0
4065 | 80075 | 12.75 | 19--1 | 0 | Coupling (Slip x Slip) | 3/4" | na | na | na | na | Each | 0 | na | 0 | 0 | 0
4066 | 80076 | 16.5 | 19--1 | 0 | Coupling (Slip x Slip) | 1" | na | na | na | na | Each | 0 | na | 0 | 0 | 0
4067 | 80077 | 24.25 | 19--1 | 0 | Coupling (Slip x Slip) | 1-1/4" | na | na | na | na | Each | 0 | na | 0 | 0 | 0
4068 | 80078 | 33.5 | 19--1 | 0 | Coupling (Slip x Slip) | 1-1/2" | na | na | na | na | Each | 0 | na | 0 | 0 | 0
4069 | 80079 | 55 | 19--1 | 0 | Coupling (Slip x Slip) | 2" | na | na | na | na | Each | 0 | na | 0 | 0 | 0
4070 | 80080 | 112.5 | 19--1 | 0 | Coupling (Slip x Slip) | 2-1/2" | na | na | na | na | Each | 0 | na | 0 | 0 | 0
4071 | 80081 | 119 | 19--1 | 0 | Coupling (Slip x Slip) | 3" | na | na | na | na | Each | 0 | na | 0 | 0 | 0
4072 | 80220 | 51.75 | 19--1 | 0 | Reducing Coupling (Slip x Slip) | 1" x 3/4" | na | na | na | na | Each | 0 | na | 0 | 0 | 60
4073 | 80025 | 12.75 | 19--1 | 0 | 90° Elbow (Slip x Slip) | 3/4" | na | na | na | na | Each | 0 | na | 0 | 0 | 0
4074 | 80026 | 29.25 | 19--1 | 0 | 90° Elbow (Slip x Slip) | 1" | na | na | na | na | Each | 0 | na | 0 | 0 | 0
4075 | 80027 | 36.5 | 19--1 | 0 | 90° Elbow (Slip x Slip) | 1-1/4" | na | na | na | na | Each | 0 | na | 0 | 0 | 0
4076 | 80028 | 50.5 | 19--1 | 0 | 90° Elbow (Slip x Slip) | 1-1/2" | na | na | na | na | Each | 0 | na | 0 | 0 | 0
4077 | 80029 | 73 | 19--1 | 0 | 90° Elbow (Slip x Slip) | 2" | na | na | na | na | Each | 0 | na | 0 | 0 | 0
4078 | 80030 | 181.5 | 19--1 | 0 | 90° Elbow (Slip x Slip) | 2-1/2" | na | na | na | na | Each | 0 | na | 0 | 0 | 0
4079 | 80031 | 213 | 19--1 | 0 | 90° Elbow (Slip x Slip) | 3" | na | na | na | na | Each | 0 | na | 0 | 0 | 0
4080 | 80032 | 31.5 | 19--1 | 0 | 90° Elbow (Slip x Slip) | 1" x 3/4" | na | na | na | na | Each | 0 | na | 0 | 0 | 0
4081 | 80050 | 17.75 | 19--1 | 0 | 45° Elbow (Slip x Slip) | 3/4" | na | na | na | na | Each | 0 | na | 0 | 0 | 0
4082 | 80051 | 24.75 | 19--1 | 0 | 45° Elbow (Slip x Slip) | 1" | na | na | na | na | Each | 0 | na | 0 | 0 | 0
4083 | 80052 | 30.25 | 19--1 | 0 | 45° Elbow (Slip x Slip) | 1-1/4" | na | na | na | na | Each | 0 | na | 0 | 0 | 0
4084 | 80053 | 40.75 | 19--1 | 0 | 45° Elbow (Slip x Slip) | 1-1/2" | na | na | na | na | Each | 0 | na | 0 | 0 | 0
4085 | 80054 | 145.5 | 19--1 | 0 | 45° Elbow (Slip x Slip) | 2" | na | na | na | na | Each | 0 | na | 0 | 0 | 0
4086 | 90055 | 149.5 | 19--1 | 0 | 45° Elbow (Slip x Slip) | 2-1/2" | na | na | na | na | Each | 0 | na | 0 | 0 | 0
4087 | 90056 | 193.5 | 19--1 | 0 | 45° Elbow (Slip x Slip) | 3" | na | na | na | na | Each | 0 | na | 0 | 0 | 0
4088 | 80000 | 18.25 | 19--1 | 0 | Tee (Slip x Slip x Slip) | 3/4" | na | na | na | na | Each | 0 | na | 0 | 0 | 0
4089 | 80001 | 35 | 19--1 | 0 | Tee (Slip x Slip x Slip) | 1" | na | na | na | na | Each | 0 | na | 0 | 0 | 0
4090 | 80002 | 54.25 | 19--1 | 0 | Tee (Slip x Slip x Slip) | 1-1/4" | na | na | na | na | Each | 0 | na | 0 | 0 | 0
4091 | 80003 | 74.75 | 19--1 | 0 | Tee (Slip x Slip x Slip) | 1-1/2" | na | na | na | na | Each | 0 | na | 0 | 0 | 0
4092 | 80004 | 111 | 19--1 | 0 | Tee (Slip x Slip x Slip) | 2" | na | na | na | na | Each | 0 | na | 0 | 0 | 0
4093 | 80005 | 206 | 19--1 | 0 | Tee (Slip x Slip x Slip) | 2-1/2" | na | na | na | na | Each | 0 | na | 0 | 0 | 0
4094 | 80006 | 249.5 | 19--1 | 0 | Tee (Slip x Slip x Slip) | 3" | na | na | na | na | Each | 0 | na | 0 | 0 | 0
4095 | 80132 | 30 | 19--2 | 0 | Reducing Tee (Slip x Slip x Slip) | 3/4" x 3/4" x 1" | na | na | na | na | Each | 0 | na | 0 | 0 | 0
4096 | 80133 | 30 | 19--2 | 0 | Reducing Tee (Slip x Slip x Slip) | 1 x 3/4" x 3/4" | na | na | na | na | Each | 0 | na | 0 | 0 | 0
4097 | 80134 | 30 | 19--2 | 0 | Reducing Tee (Slip x Slip x Slip) | 1 x 3/4" x 1" | na | na | na | na | Each | 0 | na | 0 | 0 | 0
4098 | 80260 | 33.5 | 19--2 | 0 | Reducing Tee (Slip x Slip x Slip) | 1" x 1" x 3/4" | na | na | na | na | Each | 0 | na | 0 | 0 | 0
4099 | 80135 | 53.75 | 19--2 | 0 | Reducing Tee (Slip x Slip x Slip) | 1-1/4" x 1" x 3/4" | na | na | na | na | Each | 0 | na | 0 | 0 | 0
4100 | 80136 | 53.75 | 19--2 | 0 | Reducing Tee (Slip x Slip x Slip) | 1-1/4" x 1" x 1" | na | na | na | na | Each | 0 | na | 0 | 0 | 0
4101 | 80137 | 53.75 | 19--2 | 0 | Reducing Tee (Slip x Slip x Slip) | 1-1/4" x 1" x 1-1/4" | na | na | na | na | Each | 0 | na | 0 | 0 | 0
4102 | 80261 | 53.75 | 19--2 | 0 | Reducing Tee (Slip x Slip x Slip) | 1-1/4" x 1-1/4" x 3/4" | na | na | na | na | Each | 0 | na | 0 | 0 | 0
4103 | 80262 | 53.75 | 19--2 | 0 | Reducing Tee (Slip x Slip x Slip) | 1-1/4" x 1-1/4" x 1" | na | na | na | na | Each | 0 | na | 0 | 0 | 0
4104 | 80138 | 65 | 19--2 | 0 | Reducing Tee (Slip x Slip x Slip) | 1-1/4" x 1-1/4" x 1-1/2" | na | na | na | na | Each | 0 | na | 0 | 0 | 0
4105 | 80263 | 82.5 | 19--2 | 0 | Reducing Tee (Slip x Slip x Slip) | 1-1/2" x 1-1/2" x 3/4" | na | na | na | na | Each | 0 | na | 0 | 0 | 0
4106 | 80264 | 65 | 19--2 | 0 | Reducing Tee (Slip x Slip x Slip) | 1-1/2" x 1-1/2" x 1" | na | na | na | na | Each | 0 | na | 0 | 0 | 0
4107 | 80275 | 65 | 19--2 | 0 | Reducing Tee (Slip x Slip x Slip) | 1-1/2" x 1-1/2" x 1-1/4" | na | na | na | na | Each | 0 | na | 0 | 0 | 0
4108 | 80140 | 65 | 19--2 | 0 | Reducing Tee (Slip x Slip x Slip) | 1-1/2" x 1-1/4" x 3/4" | na | na | na | na | Each | 0 | na | 0 | 0 | 0
4109 | 80141 | 65 | 19--2 | 0 | Reducing Tee (Slip x Slip x Slip) | 1-1/2" x 1-1/4" x 1" | na | na | na | na | Each | 0 | na | 0 | 0 | 0
4110 | 80265 | 101.5 | 19--2 | 0 | Reducing Tee (Slip x Slip x Slip) | 2" x 2" x 3/4" | na | na | na | na | Each | 0 | na | 0 | 0 | 0
4111 | 80266 | 101.5 | 19--2 | 0 | Reducing Tee (Slip x Slip x Slip) | 2" x 2" x 1" | na | na | na | na | Each | 0 | na | 0 | 0 | 0
4112 | 80274 | 101.5 | 19--2 | 0 | Reducing Tee (Slip x Slip x Slip) | 2" x 2" x 1-1/4" | na | na | na | na | Each | 0 | na | 0 | 0 | 0
4113 | 80267 | 101.5 | 19--2 | 0 | Reducing Tee (Slip x Slip x Slip) | 2" x 2" x 1-1/2" | na | na | na | na | Each | 0 | na | 0 | 0 | 0
4114 | 80271 | 196.5 | 19--2 | 0 | Reducing Tee (Slip x Slip x Slip) | 2 1/2 x 2 1/2" x 1" | na | na | na | na | Each | 0 | na | 0 | 0 | 0
4115 | 80272 | 196.5 | 19--2 | 0 | Reducing Tee (Slip x Slip x Slip) | 2 1/2" x 2 1/2" x 1-1/4" | na | na | na | na | Each | 0 | na | 0 | 0 | 0
4116 | 80273 | 196.5 | 19--2 | 0 | Reducing Tee (Slip x Slip x Slip) | 2 1/2" x 2 1/2" x 1-1/2" | na | na | na | na | Each | 0 | na | 0 | 0 | 0
4117 | 80276 | 196.5 | 19--2 | 0 | Reducing Tee (Slip x Slip x Slip) | 2 1/2" x 2 1/2" x 2" | na | na | na | na | Each | 0 | na | 0 | 0 | 0
4118 | 80270 | 238.5 | 19--2 | 0 | Reducing Tee (Slip x Slip x Slip) | 3" x 3" x 1-1/2" | na | na | na | na | Each | 0 | na | 0 | 0 | 0
4119 | 80268 | 219 | 19--2 | 0 | Reducing Tee (Slip x Slip x Slip) | 3" x 3" x 2" | na | na | na | na | Each | 0 | na | 0 | 0 | 0
4120 | 80269 | 219 | 19--2 | 0 | Reducing Tee (Slip x Slip x Slip) | 3" x 3" x 2-1/2" | na | na | na | na | Each | 0 | na | 0 | 0 | 0
4121 | 80009 | 37.5 | 19--2 | 0 | Cross (Slip x Slip x Slip x Slip) | 3/4" | na | na | na | na | Each | 0 | na | 0 | 0 | 0
4122 | 80010 | 45 | 19--2 | 0 | Cross (Slip x Slip x Slip x Slip) | 1" | na | na | na | na | Each | 0 | na | 0 | 0 | 0
4123 | 80011 | 57 | 19--2 | 0 | Cross (Slip x Slip x Slip x Slip) | 1-1/4" | na | na | na | na | Each | 0 | na | 0 | 0 | 0
4124 | 80012 | 96 | 19--2 | 0 | Cross (Slip x Slip x Slip x Slip) | 1-1/2" | na | na | na | na | Each | 0 | na | 0 | 0 | 0
4125 | 80013 | 119 | 19--2 | 0 | Cross (Slip x Slip x Slip x Slip) | 2" | na | na | na | na | Each | 0 | na | 0 | 0 | 0
4126 | 80014 | 227.5 | 19--2 | 0 | Cross (Slip x Slip x Slip x Slip) | 2-1/2" | na | na | na | na | Each | 0 | na | 0 | 0 | 0
4127 | 80015 | 50 | 19--2 | 0 | Cross (Slip x Slip x Slip x Slip) | 1" x 1" x 3/4" x 3/4" | na | na | na | na | Each | 0 | na | 0 | 0 | 0
4128 | 80200 | 9.65 | 19--2 | 0 | Reducer Bushing (Slip x Slip) | 1" x 3/4" | na | na | na | na | Each | 0 | na | 0 | 0 | 0
4129 | 80201 | 18.25 | 19--2 | 0 | Reducer Bushing (Slip x Slip) | 1-1/4" x 3/4" | na | na | na | na | Each | 0 | na | 0 | 0 | 0
4130 | 80202 | 20 | 19--2 | 0 | Reducer Bushing (Slip x Slip) | 1-1/4" x 1" | na | na | na | na | Each | 0 | na | 0 | 0 | 0
4131 | 80203 | 26.75 | 19--2 | 0 | Reducer Bushing (Slip x Slip) | 1-1/2" x 3/4" | na | na | na | na | Each | 0 | na | 0 | 0 | 0
4132 | 80204 | 17.75 | 19--2 | 0 | Reducer Bushing (Slip x Slip) | 1-1/2" x 1" | na | na | na | na | Each | 0 | na | 0 | 0 | 0
4133 | 80205 | 17.75 | 19--2 | 0 | Reducer Bushing (Slip x Slip) | 1-1/2" x 1-1/4" | na | na | na | na | Each | 0 | na | 0 | 0 | 0
4134 | 80206 | 44.5 | 19--2 | 0 | Reducer Bushing (Slip x Slip) | 2" x 3/4" | na | na | na | na | Each | 0 | na | 0 | 0 | 0
4135 | 80207 | 60.25 | 19--2 | 0 | Reducer Bushing (Slip x Slip) | 2" x 1" | na | na | na | na | Each | 0 | na | 0 | 0 | 0
4136 | 80208 | 68.25 | 19--2 | 0 | Reducer Bushing (Slip x Slip) | 2" x 1-1/4" | na | na | na | na | Each | 0 | na | 0 | 0 | 0
4137 | 80209 | 48.25 | 19--2 | 0 | Reducer Bushing (Slip x Slip) | 2" x 1-1/2" | na | na | na | na | Each | 0 | na | 0 | 0 | 0
4138 | 80215 | 99 | 19--2 | 0 | Reducer Bushing (Slip x Slip) | 2 1/2" x 1" | na | na | na | na | Each | 0 | na | 0 | 0 | 0
4139 | 80214 | 86.25 | 19--2 | 0 | Reducer Bushing (Slip x Slip) | 2-1/2" x 1-1/4" | na | na | na | na | Each | 0 | na | 0 | 0 | 0
4140 | 80213 | 107 | 19--2 | 0 | Reducer Bushing (Slip x Slip) | 2-1/2" x 1-1/2" | na | na | na | na | Each | 0 | na | 0 | 0 | 0
4141 | 80211 | 66 | 19--2 | 0 | Reducer Bushing (Slip x Slip) | 2-1/2" x 2" | na | na | na | na | Each | 0 | na | 0 | 0 | 0
4142 | 80210 | 125.5 | 19--2 | 0 | Reducer Bushing (Slip x Slip) | 3" x 2" | na | na | na | na | Each | 0 | na | 0 | 0 | 0
4143 | 80212 | 94 | 19--2 | 0 | Reducer Bushing (Slip x Slip) | 3" x 2-1/2" | na | na | na | na | Each | 0 | na | 0 | 0 | 0
4144 | 80175E | 33 | 19--3 | 0 | Female Sprinkler Head Adapter w/Brass Thrd Insert | 3/4" x 1/2" EAST | na | na | na | na | Each | 0 | (Slip x Fipt) | 0 | 0 | 0
4145 | 80175W | 33 | 19--3 | 0 | Female Sprinkler Head Adapter w/Brass Thrd Insert | 3/4" x 1/2" WEST | na | na | na | na | Each | 0 | (Slip x Fipt) | 0 | 0 | 0
4146 | 80175WL | 33 | 19--3 | 0 | Female Sprinkler Head Adapter w/Brass Thrd Insert | 3/4" x 1/2" WEST LITE | na | na | na | na | Each | 0 | (Slip x Fipt) | 0 | 0 | 0
4147 | 80176E | 34.25 | 19--3 | 0 | Female Sprinkler Head Adapter w/Brass Thrd Insert | 1" x 1/2" EAST | na | na | na | na | Each | 0 | (Slip x Fipt) | 0 | 0 | 0
4148 | 80176W | 34.25 | 19--3 | 0 | Female Sprinkler Head Adapter w/Brass Thrd Insert | 1" x 1/2" WEST | na | na | na | na | Each | 0 | (Slip x Fipt) | 0 | 0 | 0
4149 | 80179 | 70 | 19--3 | 0 | Female Sprinkler Head Adapter w/Brass Thrd Insert | 1" x 3/4" | na | na | na | na | Each | 0 | (Slip x Fipt) | 0 | 0 | 0
4150 | 80460 | 137 | 19--3 | 0 | Back-to-Back Tee, Sprinkler Head Adapter | 1/2" x 1/2" x 1" | na | na | na | na | Each | 0 | (FIPT x FIPT x Slip) | 0 | 0 | 0
4151 | 80459 | 137 | 19--3 | 0 | Back-to-Back Tee, Sprinkler Head Adapter | 1/2" x 1/2" x 1" | na | na | na | na | Each | 0 | (FIPT x FIPT x Slip) | 0 | 0 | 0
4152 | 80462 | 137 | 19--3 | 0 | Back-to-Back Cross Sprinkler Head Adapter | 1" Slip x 1/2" Fipt | na | na | na | na | Each | 0 | (Slip x Fipt) w/Brass Thrd Inserts, Back-to-back, Cross, 3-3/8" Takeout | 0 | 0 | 0
4153 | 80463 | 137 | 19--3 | 0 | Back-to-Back Cross Sprinkler Head Adapter | 1" Slip x 1/2" Fipt | na | na | na | na | Each | 0 | (Slip x Fipt) w/Brass Thrd Inserts, Back-to-back, Cross, 3-3/8" Takeout | 0 | 0 | 0
4154 | 80177L | 32.25 | 19--3 | 0 | Spigot Sprklr Head Adapterw/Brass Thrd Insert LITE | 3/4" x 1/2" | na | na | na | na | Each | 0 | (Slip x Fipt) | 0 | 0 | 0
4155 | 80178 | 32.25 | 19--3 | 0 | Spigot Sprinkler Head Adapter w/Brass Thrd Insert | 1" x 1/2" | na | na | na | na | Each | 0 | (Slip x Fipt) | 0 | 0 | 0
4156 | 80178X | 30.75 | 19--3 | 0 | 1 x 1/2 CPVC EXTENDED SPIGOT, EXTENDED SPIGOT HEAD ADAPTER | 1" x 1/2" | na | na | na | na | Each | 0 | na | 0 | 0 | 0
4157 | 80180 | 68.25 | 19--3 | 0 | Spigot Sprinkler Head Adapter w/Brass Thrd Insert | 1" x 3/4" | na | na | na | na | Each | 0 | (Slip x Fipt) | 0 | 0 | 0
4158 | 80199 | 34 | 19--3 | 0 | Sprnk Head 90° Elb Slip x Fipt w/Brass Thrd Insert | 3/4" x 1/2" | na | na | na | na | Each | 0 | na | 0 | 0 | 0
4159 | 80198 | 45.25 | 19--3 | 0 | Sprnk Head 90° Elb Slip x Fipt w/Brass Thrd Insert | 1" x 1/2" | na | na | na | na | Each | 0 | na | 0 | 0 | 0
4160 | 80196 | 105.5 | 19--3 | 0 | Sprnk Head 90° Elb Slip x Fipt w/Brass Thrd Insert | 1" x 3/4" | na | na | na | na | Each | 0 | na | 0 | 0 | 0
4161 | 80250 | 45.75 | 19--3 | 0 | Spink Head Tee (Slip x Female) w/Brass Thrd Insert | 3/4" x 3/4" x 1/2" | na | na | na | na | Each | 0 | na | 0 | 0 | 0
4162 | 80251 | 60.5 | 19--3 | 0 | Spink Head Tee (Slip x Female) w/Brass Thrd Insert | 1" x 1" x 1/2" | na | na | na | na | Each | 0 | na | 0 | 0 | 0
4163 | 80252 | 73 | 19--3 | 0 | Spink Head Tee (Slip x Female) w/Brass Thrd Insert | 1-1/4" x 1-1/4" x 1/2" | na | na | na | na | Each | 0 | na | 0 | 0 | 0
4164 | 80256 | 73.75 | 19--3 | 0 | Spink Head Tee (Slip x Female) w/Brass Thrd Insert | 1-1/4" x 1" x 1/2" | na | na | na | na | Each | 0 | na | 0 | 0 | 0
4165 | 80249 | 147.5 | 19--3 | 0 | Spink Head Tee (Slip x Female) w/Brass Thrd Insert | 1" x 1" x 1" | na | na | na | na | Each | 0 | na | 0 | 0 | 0
4166 | 80259 | 134 | 19--3 | 0 | Spink Head Tee (Slip x Female) w/Brass Thrd Insert | 1" x 1" x 1" | na | na | na | na | Each | 0 | na | 0 | 0 | 0
4167 | 80257 | 97.25 | 19--3 | 0 | Spink Head Tee (Slip x Female) w/Brass Thrd Insert | 1-1/2" x 1-1/4" x 1/2" | na | na | na | na | Each | 0 | na | 0 | 0 | 0
4168 | 80254 | 97.25 | 19--3 | 0 | Spink Head Tee (Slip x Female) w/Brass Thrd Insert | 1-1/2" x 1-1/2" x 1/2" | na | na | na | na | Each | 0 | na | 0 | 0 | 0
4169 | 80258 | 133 | 19--3 | 0 | Spink Head Tee (Slip x Female) w/Brass Thrd Insert | 2" x 1-1/2" x 1/2" | na | na | na | na | Each | 0 | na | 0 | 0 | 0
4170 | 80253 | 133 | 19--3 | 0 | Spink Head Tee (Slip x Female) w/Brass Thrd Insert | 2" x 2" x 1/2" | na | na | na | na | Each | 0 | na | 0 | 0 | 0
4171 | 80175RS2 | 33.75 | 19--4 | 0 | Rapid Seal Straight SHA | 3/4" x 1/2" | na | na | na | na | Each | 0 | na | 0 | TFP1925 | 90/10
4172 | 80176RS2 | 33.75 | 19--4 | 0 | Rapid Seal Straight SHA | 1" x 1/2" | na | na | na | na | Each | 0 | na | 0 | TFP1925 | 70/10
4173 | 80177RS2 | 34 | 19--4 | 0 | Rapid Seal Spigot Adapter | 3/4" x 1/2" | na | na | na | na | Each | 0 | na | 0 | TFP1925 | 120//10
4174 | 80199RS2 | 35 | 19--4 | 0 | Rapid Seal 90° Elbow | 3/4" x 1/2" | na | na | na | na | Each | 0 | na | 0 | TFP1925 | 50/10
4175 | 80198RS2 | 46 | 19--4 | 0 | Rapid Seal 90° Elbow | 1" x 1/2" | na | na | na | na | Each | 0 | na | 0 | TFP1925 | 40/10
4176 | 80250RS2 | 48.5 | 19--4 | 0 | Rapid Seal Tee | 3/4" x 3/4" x 1/2" | na | na | na | na | Each | 0 | na | 0 | TFP1925 | 60/10
4177 | 80251RS2 | 64.5 | 19--4 | 0 | Rapid Seal Tee | 1" x 1" x 1/2" | na | na | na | na | Each | 0 | na | 0 | TFP1925 | 30/6
4178 | 80460RS2 | 159.5 | 19--4 | 0 | Rapid Seal Back to Back Tee | 1" x 1/2" x 1/2" x 3-3/8" | na | na | na | na | Each | 0 | na | 0 | TFP1925 | 30/6
4179 | 80459RS2 | 159.5 | 19--4 | 0 | Rapid Seal Back to Back Tee | 1" x 1/2" x 1/2" x 3-5/8" | na | na | na | na | Each | 0 | na | 0 | TFP1925 | 30/6
4180 | 80462RS2 | 159.5 | 19--4 | 0 | Rapid Seal Back to Back Cross | 1" x 1/2" x 1/2" x 3-3/8" | na | na | na | na | Each | 0 | na | 0 | TFP1925 | 24/6
4181 | 80463RS2 | 159.5 | 19--4 | 0 | Rapid Seal Back to Back Cross | 1" x 1/2" x 1/2" x 3-5/8" | na | na | na | na | Each | 0 | na | 0 | TFP1925 | 24/6
4182 | 80142 | 74.25 | 19--4 | 0 | CPVC to Copper Female Adapter w/Brass Thrd Insert | 3/4" | na | na | na | na | Each | 0 | (Slip x Female) | 0 | 0 | 0
4183 | 80145 | 113 | 19--4 | 0 | CPVC to Copper Female Adapter w/Brass Thrd Insert | 1" | na | na | na | na | Each | 0 | (Slip x Female) | 0 | 0 | 0
4184 | 80146 | 178.5 | 19--4 | 0 | CPVC to Copper Female Adapter w/Brass Thrd Insert | 1-1/4" | na | na | na | na | Each | 0 | (Slip x Female) | 0 | 0 | 0
4185 | 80147 | 230.5 | 19--4 | 0 | CPVC to Copper Female Adapter w/Brass Thrd Insert | 1-1/2" | na | na | na | na | Each | 0 | (Slip x Female) | 0 | 0 | 0
4186 | 80148 | POA | 19--4 | 0 | CPVC to Copper Female Adapter w/Brass Thrd Insert | 2" | na | na | na | na | Each | 0 | na | 0 | 0 | 0
4187 | 80157 | 73.75 | 19--4 | 0 | Male Adapter (Slip x Male) w/Brass Threaded Insert | 3/4" | na | na | na | na | Each | 0 | na | 0 | 0 | 0
4188 | 80158 | 87.25 | 19--4 | 0 | Male Adapter (Slip x Male) w/Brass Threaded Insert | 1" | na | na | na | na | Each | 0 | na | 0 | 0 | 0
4189 | 80160 | 212.5 | 19--4 | 0 | Grooved Coupling Adapter (Groove x Slip) | 1-1/4" | na | na | na | na | Each | 0 | na | 0 | 0 | 0
4190 | 80161 | 272 | 19--4 | 0 | Grooved Coupling Adapter (Groove x Slip) | 1-1/2" | na | na | na | na | Each | 0 | na | 0 | 0 | 0
4191 | 80162 | 328.5 | 19--4 | 0 | Grooved Coupling Adapter (Groove x Slip) | 2" | na | na | na | na | Each | 0 | na | 0 | 0 | 0
4192 | 80163 | POA | 19--4 | 0 | Grooved Coupling Adapter (Groove x Slip) | 2-1/2" | na | na | na | na | Each | 0 | na | 0 | 0 | 0
4193 | 80164 | POA | 19--4 | 0 | Grooved Coupling Adapter (Groove x Slip) | 3" | na | na | na | na | Each | 0 | na | 0 | 0 | 0
4194 | 80300 | 3.55 | 19--5 | 0 | CPVC Pipe | 3/4" x 15’ | na | na | na | na | Feet | 0 | Installation Instructions IH-1900 | 0 | TFP1915 | 0
4195 | 80300T | 3.55 | 19--5 | 0 | CPVC Pipe | 3/4" x 10’ | na | na | na | na | Feet | 0 | Installation Instructions IH-1900 Items are made to order and may require longer delivery times. | 0 | TFP1915 | 0
4196 | 80301 | 5.3 | 19--5 | 0 | CPVC Pipe | 1" x 15’ | na | na | na | na | Feet | 0 | Installation Instructions IH-1900 | 0 | TFP1915 | 0
4197 | 80301T | 5.3 | 19--5 | 0 | CPVC Pipe | 1" x 10’ | na | na | na | na | Feet | 0 | Installation Instructions IH-1900 Items are made to order and may require longer delivery times. | 0 | TFP1915 | 0
4198 | 80302 | 8.05 | 19--5 | 0 | CPVC Pipe | 1-1/4" x 15’ | na | na | na | na | Feet | 0 | Installation Instructions IH-1900 | 0 | TFP1915 | 0
4199 | 80302T | 8.05 | 19--5 | 0 | CPVC Pipe | 1-1/4" x 10’ | na | na | na | na | Feet | 0 | Installation Instructions IH-1900 Items are made to order and may require longer delivery times. | 0 | TFP1915 | 0
4200 | 80303 | 11.5 | 19--5 | 0 | CPVC Pipe | 1-1/2" x 15’ | na | na | na | na | Feet | 0 | Installation Instructions IH-1900 | 0 | TFP1915 | 0
4201 | 80303T | 11.5 | 19--5 | 0 | CPVC Pipe | 1-1/2" x 10’ | na | na | na | na | Feet | 0 | Installation Instructions IH-1900 Items are made to order and may require longer delivery times. | 0 | TFP1915 | 0
4202 | 80304 | 17.25 | 19--5 | 0 | CPVC Pipe | 2" x 15’ | na | na | na | na | Feet | 0 | Installation Instructions IH-1900 | 0 | TFP1915 | 0
4203 | 80304T | 17.25 | 19--5 | 0 | CPVC Pipe | 2" x 10’ | na | na | na | na | Feet | 0 | Installation Instructions IH-1900 Items are made to order and may require longer delivery times. | 0 | TFP1915 | 0
4204 | 80305 | 26.25 | 19--5 | 0 | CPVC Pipe | 2-1/2" x 15’ | na | na | na | na | Feet | 0 | Installation Instructions IH-1900 | 0 | TFP1915 | 0
4205 | 80305T | 26.25 | 19--5 | 0 | CPVC Pipe | 2 1/2" x 10" | na | na | na | na | Feet | 0 | Installation Instructions IH-1900 Items are made to order and may require longer delivery times. | 0 | TFP1915 | 0
4206 | 80306 | 39.5 | 19--5 | 0 | CPVC Pipe | 3" x 15’ | na | na | na | na | Feet | 0 | Installation Instructions IH-1900 | 0 | TFP1915 | 0
4207 | 80306T | 39.5 | 19--5 | 0 | CPVC Pipe | 3" x 10" | na | na | na | na | Feet | 0 | Installation Instructions IH-1900 Items are made to order and may require longer delivery times. | 0 | TFP1915 | 0
4208 | 90766 | 49.5 | 19--6 | 0 | Primers & Cements, TFP-600 Cement Pt. (one-step) | Pint | na | na | na | na | Each | 0 | na | 0 | 0 | 0
4209 | 90766C | 49.5 | 19--6 | 0 | Primers & Cements, TFP-600 Cement Pt. (one-step) - French Canada | Pint | na | na | na | na | Each | 0 | na | 0 | 0 | 0
4210 | 90767 | 81.25 | 19--6 | 0 | Primers & Cements, TFP-600 Cement Qt. (one-step) | Quart | na | na | na | na | Each | 0 | na | 0 | 0 | 0
4211 | 90767C | 81.25 | 19--6 | 0 | Primers & Cements, TFP-600 Cement Qt. (one-step) - French Canada | Quart | na | na | na | na | Each | 0 | na | 0 | 0 | 0
4212 | 90401 | 3.15 | 19--6 | 0 | Accessories, CPVC Dauber 3/4" | 3/4" | na | na | na | na | Each | 0 | na | 0 | 0 | 0
4213 | 90400 | 2.95 | 19--6 | 0 | Accessories, CPVC Dauber 1 1/2" | 1-1/2" | na | na | na | na | Each | 0 | na | 0 | 0 | 0
4214 | 61126 | 60.75 | 19--6 | 0 | Fire Stop, BlazeMaster™ Caulk & Walk | 10.5 oz. tube | na | na | na | na | Each | 0 | na | 0 | 0 | 0
4215 | 52040 | 414 | 19--6 | 0 | Rothenberger Tools, Plastic Wheel Cutter | 1/4" - 25/8" | na | na | na | na | Each | 0 | na | 0 | 0 | 0
4216 | 52041 | 651 | 19--6 | 0 | Rothenberger Tools, Plastic Wheel Cutter | 2" - 5" | na | na | na | na | Each | 0 | na | 0 | 0 | 0
4217 | 52042 | 102 | 19--6 | 0 | Rothenberger Tools, Replacement Cutter Wheel | 1/2" - 25/8" | na | na | na | na | Each | 0 | na | 0 | 0 | 0
4218 | 52045 | 858 | 19--6 | 0 | Rothenberger Tools, Ratchet Hand Cutter | 1/2" - 2" | na | na | na | na | Each | 0 | na | 0 | 0 | 0
4219 | 52047 | 212.5 | 19--6 | 0 | Rothenberger Tools, Replacement Blade | 1/2" - 2" | na | na | na | na | Each | 0 | na | 0 | 0 | 0
4220 | 3002B | 321.5 | 19--6 | 0 | Sprinkler Head Adapter Hold-Back Wrench | na | na | na | na | na | Each | 0 | TFP CPVC Tools, (w/two additional chains) | 0 | 0 | 0
4221 | 3011B | 148.5 | 19--6 | 0 | TFP CPVC Tools, Chain Kit SHA Hold-Back Wrench | na | na | na | na | na | Each | 0 | (5 chains in Kit) | 0 | 0 | 0
4222 | 2667 | 1338 | 19--6 | 0 | McNulty Tools, CPVC Retrofit Pipe Cutting Tool | na | na | na | na | na | Each | 0 | na | 0 | 0 | 0
4223 | 2665 | 508 | 19--6 | 0 | McNulty Tools, CPVC Retrofit Deburring Tool | na | na | na | na | na | Each | 0 | na | 0 | 0 | 0
4224 | 19071100 | 553 | 19--6 | 0 | McNulty Tools, CPVC Retrofit Cutting Head | na | na | na | na | na | Each | 0 | na | 0 | 0 | 0
4225 | 90356 | 59.75 | 19--6 | 0 | Replace Blades CPVC Tube Cutter #TC2QPVC - #04184 | na | na | na | na | na | Each | 0 | na | 0 | 0 | 0
4226 | 3060 | 308 | 19--6 | 0 | Rapid Seal Accessories Gasket Replacement Tool | na | na | na | na | na | Each | 0 | na | 0 | TFP1925 | 0
4227 | 3061 | 27.5 | 19--6 | 0 | Rapid Seal Accessories Gasket Removal Pick | na | na | na | na | na | Each | 0 | na | 0 | TFP1925 | 0
4228 | 3062 | 39.25 | 19--6 | 0 | Rapid Seal Accessories Replacement Gaskets – Qty 10 | na | na | na | na | na | Each | 0 | na | 0 | TFP1925 | 0
4229 | 97590901 | 255.87 | 20--1 | 0 | Central - 2-1/2" Dry Pipe Valve Model “AF”, Molded Seal | 2-1/2" | na | na | na | na | Each | 0 | na | 0 | 0 | 0
4230 | 97593101 | 214.65 | 20--1 | 0 | Central - 3" Dry Pipe Valve Model “AF”, Molded Seal | 3" | na | na | na | na | Each | 0 | na | 0 | 0 | 0
4231 | 40004000 | 388.09 | 20--1 | 0 | Dry Pipe Valve Model, Cover Gasket | 4" | na | na | na | na | Each | 0 | na | 0 | 0 | 0
4232 | 97602401 | 645.1 | 20--1 | 0 | Dry Pipe Valve Model “AF” “AG”, Clapper Gasket | 4" | na | na | na | na | Each | 0 | na | 0 | 0 | 0
4233 | 60018000 | 519.74 | 20--1 | 0 | Dry Pipe Valves Model “AF”, “AG”, Clapper Gasket | 6" | na | na | na | na | Each | 0 | na | 0 | 0 | 0
4234 | 40004000 | 388.09 | 20--1 | 0 | Dry Pipe Valve Model, Cover Gasket | 4" | na | na | na | na | Each | 0 | na | 0 | 0 | 0
4235 | 60058000 | 545.5 | 20--1 | 0 | Dry Pipe Valve, Model “H & K”, Clapper Gasket | 6" | na | na | na | na | Each | 0 | na | 0 | 0 | 0
4236 | 25058000 | 545.5 | 20--2 | 0 | Dry Pipe Valve, Model “D”, Clapper Gasket | 2" & 2-1/2" | na | na | na | na | Each | 0 | na | 0 | 0 | 0
4237 | 30058000 | 545.5 | 20--2 | 0 | Dry Pipe Valve, Model “D”, Clapper Gasket | 3" | na | na | na | na | Each | 0 | na | 0 | 0 | 0
4238 | 30004000 | 236.41 | 20--2 | 0 | Dry Pipe Valve, Model “D” Cover Gasket | 2", 2-1/2" and 3" | na | na | na | na | Each | 0 | #“AF” Dry Pipe Valve, Cover Gasket | 0 | 0 | 0
4239 | 40004000 | 388.09 | 20--2 | 0 | Dry Pipe Valve Model, Cover Gasket | 4" | na | na | na | na | Each | 0 | na | 0 | 0 | 0
4240 | 12160000 | 359.47 | 20--2 | 0 | Deluge Valve, Diaphragm | 2" | na | na | na | na | Each | 0 | na | 0 | 0 | 0
4241 | 82401500 | 179.17 | 20--2 | 0 | 4" Deluge Valve Model “A”, Diaphragm | 4" | na | na | na | na | Each | 0 | na | 0 | 0 | 0
4242 | 82402600 | 191.76 | 20--2 | 0 | 4" Deluge Valve Model “A”, Clapper Seal | 4" | na | na | na | na | Each | 0 | na | 0 | 0 | 0
4243 | 82400300 | 132.8 | 20--2 | 0 | 4" Deluge Valve Model “A”, Cover Gasket | 4" | na | na | na | na | Each | 0 | na | 0 | 0 | 0
4244 | 82601500 | 191.76 | 20--2 | 0 | 6" Deluge Valve Model “A”, Clapper Seal | 6" | na | na | na | na | Each | 0 | na | 0 | 0 | 0
4245 | 92-445-1-020 | 258.73 | 20--2 | 0 | #DV-3 Deluge Valve, Repair Parts Kit | na | na | na | na | na | Each | 0 | Includes: 1-Diaphragm & 1-Facing | 0 | 0 | 0
4246 | 92-477-1-105 | 1506.56 | 20--3 | 0 | 11/2" DV-5 Deluge Valve Replacement Diaphragm | 1-1/2" | na | na | na | na | Each | 0 | na | 0 | 0 | 0
4247 | 92-477-1-107 | 1506.56 | 20--3 | 0 | 2" DV-5 Deluge Valve Replacement Diaphragm | 2" | na | na | na | na | Each | 0 | na | 0 | 0 | 0
4248 | 92-477-1-109 | 1544.34 | 20--3 | 0 | 3" DV-5 Deluge Valve Replacement Diaphragm | 3" | na | na | na | na | Each | 0 | na | 0 | 0 | 0
4249 | 92-477-1-101 | 4121.28 | 20--3 | 0 | 4" DV-5 Deluge Valve Replacement Diaphragm | 4" | na | na | na | na | Each | 0 | na | 0 | 0 | 0
4250 | 92-477-1-103 | 5989.6 | 20--3 | 0 | 6" DV-5 Deluge Valve Replacement Diaphragm | 6" | na | na | na | na | Each | 0 | na | 0 | 0 | 0
4251 | 92-477-1-111 | 12169.23 | 20--3 | 0 | 8" DV-5 Deluge Valve Replacement Diaphragm | 8" | na | na | na | na | Each | 0 | na | 0 | 0 | 0
4252 | 92-570-2-011 | 922.14 | 20--3 | 0 | PRV-1 & RV-1 Valves Replacement Diaphragm Kits | 2" | na | na | na | na | Each | 0 | na | 0 | 0 | 0
4253 | 92-570-2-012 | 945.04 | 20--3 | 0 | PRV-1 & RV-1 Valves Replacement Diaphragm Kits | 3" | na | na | na | na | Each | 0 | na | 0 | 0 | 0
4254 | 92-570-2-013 | 2527.72 | 20--3 | 0 | PRV-1 & RV-1 Valves Replacement Diaphragm Kits | 4" | na | na | na | na | Each | 0 | na | 0 | 0 | 0
4255 | 92-570-2-014 | 3672.52 | 20--3 | 0 | PRV-1 & RV-1 Valves Replacement Diaphragm Kits | 6" | na | na | na | na | Each | 0 | na | 0 | 0 | 0
4256 | 92-570-2-015 | 7454.94 | 20--3 | 0 | PRV-1 & RV-1 Valves Replacement Diaphragm Kits | 8" | na | na | na | na | Each | 0 | na | 0 | 0 | 0
4257 | 81303000 | 95.02 | 20--4 | 0 | Alarm Valve #F, #G, Replace Parts, Cover Gasket | 2-1/2" & 3" | na | na | na | na | Each | 0 | na | 0 | 0 | 0
4258 | 81305000 | 442.47 | 20--4 | 0 | Alarm Valve #F, #G, Replace Parts, Clapper Gasket | 2-1/2" & 3" | na | na | na | na | Each | 0 | na | 0 | 0 | 0
4259 | 81405000 | 170.01 | 20--4 | 0 | Alarm Valve #F, #G, Replace Parts, Clapper Seal | 4" | na | na | na | na | Each | 0 | na | 0 | 0 | 0
4260 | 81603000 | 123.64 | 20--4 | 0 | Alarm Valve #F, #G, Replace Parts, Cover Gasket | 6" | na | na | na | na | Each | 0 | na | 0 | 0 | 0
4261 | 81605000 | 387.52 | 20--4 | 0 | Alarm Valve #F, #G, Replace Parts, Clapper Gasket | 6" | na | na | na | na | Each | 0 | na | 0 | 0 | 0
4262 | 81803000 | 120.21 | 20--4 | 0 | Alarm Valve, Replace Parts, Cover Gasket | 8" | na | na | na | na | Each | 0 | na | 0 | 0 | 0
4263 | 81805000 | 387.52 | 20--4 | 0 | Alarm Valve, Replace Parts, Clapper Gasket | 8" | na | na | na | na | Each | 0 | na | 0 | 0 | 0
4264 | 30004000 | 236.41 | 20--4 | 0 | Dry Pipe Valve, Model “D” Cover Gasket | 2", 2-1/2" and 3" | na | na | na | na | Each | 0 | #“AF” Dry Pipe Valve, Cover Gasket | 0 | 0 | 0
4265 | 30018600 | 4323.91 | 20--4 | 0 | AF Dry Pipe Valve Replace Clapper Assembly Kit | 2", 2-1/2" and 3" | na | na | na | na | Each | 0 | Including: Clapper, Clapper Bushings (4 Units), Rubber Seal, Retaining Plate, Hex Head Clapper Bolts (5 Units), Latch, Latch Pin, Retaining Rings (2 Units), Latch Spring | 0 | 0 | 0
4266 | 92-302-1-416 | 828.27 | 20--4 | 0 | F-302 & F-3021, Dry Pipe Valve Replace Kit | 4" | na | na | na | na | Each | 0 | Including: Clapper Facing, O-Ring #016, O-Ring #111, Auxiliary Clapper Facing, Auxiliary Clapper Spring, Auxiliary Clapper, Chamber Gasket, Handhole Cover Gasket, 1.5 gms of FS3452 | 0 | 0 | 0
4267 | 92-302-1-617 | 884.36 | 20--4 | 0 | F-302 & F-3021, Dry Pipe Valve Replace Kit | 6" | na | na | na | na | Each | 0 | Including Clapper Facing, O-Ring #016, O-Ring #111, Auxiliary Clapper Facing, Auxiliary Clapper Spring, Auxiliary Clapper Chamber Gasket, Handhole Cover Gasket, 1.5 gms of FS3452 | 0 | 0 | 0
4268 | 92-414-1-216 | 298.23 | 20--5 | 0 | A-2, Dry Pipe Valve, Cover O-Ring & Diaphragm Kit | 2" | na | na | na | na | Each | 0 | Replace Parts | 0 | 0 | 0
4269 | 92-020-1-009 | 460.79 | 20--5 | 0 | Model B Deluge Valve, Priming Supply Res. w/.125 | 1/2" | na | na | na | na | Each | 0 | na | 0 | 0 | 0
4270 | 92-020-1-116 | 376.64 | 20--5 | 0 | Model B Deluge Valve , Repair Parts Kit | na | na | na | na | na | Each | 0 | Includes: 1-Body Gasket, 1-Diaphragm & 1-Facing | 0 | 0 | 0
4271 | 92-470-1-101 | 250.72 | 20--5 | 0 | DV-1 Deluge Valve, Repair Parts Kit | 4" | na | na | na | na | Each | 0 | na | 0 | 0 | 0
4272 | 92-470-1-102 | 269.03 | 20--5 | 0 | DV-1 Deluge Valve, Repair Parts Kit | 6" | na | na | na | na | Each | 0 | na | 0 | 0 | 0
4273 | 92-470-1-104 | 1656.53 | 20--5 | 0 | DV-1 Deluge Valve, Clapper Asembly | 6" | na | na | na | na | Each | 0 | na | 0 | 0 | 0
4274 | 1667-41 | 959.92 | 20--6 | 0 | Star - #A-1 Dry Pipe Valves, F x G, Complete Kit: | 4" | na | na | na | na | Each | 0 | Star 4" #A-1 Dry Pipe Valve Replace Parts, | 0 | 0 | 0
4275 | 1667-61 | 1420.7 | 20--6 | 0 | Star 6" #A Dry Pipe Valve Replace Parts, Kit: | 6" | na | na | na | na | Each | 0 | Star - #A-1 Dry Pipe Valves, Flange x Groove , | 0 | 0 | 0
4276 | 5576 | 65.83 | 20--6 | 0 | A-1 Preaction Valve, Differential Plunger Spring | 6" | na | na | na | na | Each | 0 | Replace Parts - (6" #"A-1" Preaction/ Water Control Valve) | 0 | 0 | 0
4277 | 5576 | 65.83 | 20--6 | 0 | A-1 Preaction Valve, Differential Plunger Spring | 6" | na | na | na | na | Each | 0 | Replace Parts - (6" #"A-1" Preaction/ Water Control Valve) | 0 | 0 | 0
4278 | 5576 | 65.83 | 20--6 | 0 | A-1 Preaction Valve, Differential Plunger Spring | 6" | na | na | na | na | Each | 0 | Replace Parts - (6" #"A-1" Preaction/ Water Control Valve) | 0 | 0 | 0
4279 | 60001P | 7685.05 | 20--6 | 0 | Air Compressor Riser Mounted Oil-Less, OL125-16AC 60HZ | 125 Gallon | na | na | na | na | Each | 0 | (Includes Stop - Start) | 0 | 0 | 0
4280 | 60002P | 9646.09 | 20--6 | 0 | Air Compressor Riser Mounted Oil-Less, OL250-33AC 60HZ | 250 Gallon | na | na | na | na | Each | 0 | (Includes Stop - Start) | 0 | 0 | 0
4281 | 60003P | 13600.23 | 20--6 | 0 | Air Compressor Riser Mounted Oil-Less, OL365-50AC 60HZ | 365 Gallon | na | na | na | na | Each | 0 | (Includes Stop - Start) | 0 | 0 | 0
4282 | 60004P | 14298.56 | 20--6 | 0 | Air Compressor Riser Mounted Oil-Less, OL430-75AC 60HZ | 430 Gallon | na | na | na | na | Each | 0 | (Includes Stop - Start) | 0 | 0 | 0
4283 | 60281P | 21739.76 | 20--6 | 0 | Air Compressor Riser Mounted Oil-Less OL615-100AC 60HZ | 615 Gallon | na | na | na | na | Each | 0 | (Includes Stop - Start) | 0 | 0 | 0
4284 | 60282P | 27601.13 | 20--6 | 0 | Air Compressor Riser Mounted Oil-Less, OL915-150AC 60HZ | 915 Gallon | na | na | na | na | Each | 0 | (Includes Stop - Start) | 0 | 0 | 0
4285 | 60236P | 21791.28 | 20--6 | 0 | Air Compressor Tank Mounted Oil-Less, OL125-16ACT 60HZ | 125 Gallon | na | na | na | na | Each | 0 | na | 0 | 0 | 0
4286 | 60030P | 9933.43 | 20--6 | 0 | Oil Less Air Compressor Intl, OL390-12AC-50HZ OIL LESS INT | na | na | na | na | na | Each | 0 | na | 0 | 0 | 0
4287 | 60031P | 11688.41 | 20--6 | 0 | Oil Less Air Compressor Intl, OL750-25AC-50HZ OIL LESS INT | na | na | na | na | na | Each | 0 | na | 0 | 0 | 0
4288 | 60032P | 15168.6 | 20--6 | 0 | Oil Less Air Compressor Intl, OL1140-56AC 50HZ OIL LESS INT | na | na | na | na | na | Each | 0 | na | 0 | 0 | 0
4289 | 60035P | 30188.38 | 20--6 | 0 | Oil Less Air Compressor Intl, OL2870-150AC-50HZ OIL LESS INT | na | na | na | na | na | Each | 0 | na | 0 | 0 | 0
4290 | 833 | 104.75 | 20--7 | 0 | A Royal Flush Concealed Ceiling Plate Assembly | na | na | 135°F or 165°F | Brass | na | Each | 0 | na | 0 | 0 | 0
4291 | 831 | 104.75 | 20--7 | 0 | A Royal Flush Concealed Ceiling Plate Assembly | na | na | 135°F or 165°F | Chrome | na | Each | 0 | na | 0 | 0 | 0
4292 | 832 | 104.75 | 20--7 | 0 | A Royal Flush Concealed Ceiling Plate Assembly | na | na | 135°F or 165°F | White | na | Each | 0 | na | 0 | 0 | 0
4293 | 836 | 104.75 | 20--7 | 0 | A Royal Flush Concealed Ceiling Plate Assembly | na | na | 135°F or 165°F | Bright White | na | Each | 0 | na | 0 | 0 | 0
4294 | 53-102-1-165 | 90.99 | 20--7 | 0 | Model TY-L, Pendent Sprinklers | 3/4" NPT | K=8.0 | 165°F/74°C | Brass | na | Each | 0.215 | na | TY4211 | TFP110 | 100
4295 | 53-102-1-212 | 90.99 | 20--7 | 0 | Model TY-L, Pendent Sprinklers | 3/4" NPT | K=8.0 | 212°F/100°C | Brass | na | Each | 0.215 | na | TY4211 | TFP110 | 100
4296 | 53-102-1-280 | 90.99 | 20--7 | 0 | Model TY-L, Pendent Sprinklers | 3/4" NPT | K=8.0 | 280°F/138°C | Brass | na | Each | 0.215 | na | TY4211 | TFP110 | 100
4297 | 53-102-9-165 | 104.22 | 20--7 | 0 | Model TY-L, Pendent Sprinklers | 3/4" NPT | K=8.0 | 165°F/74°C | Chrome | na | Each | 0.215 | na | TY4211 | TFP110 | 100
4298 | 53-102-9-212 | 104.22 | 20--7 | 0 | Model TY-L, Pendent Sprinklers | 3/4" NPT | K=8.0 | 212°F/100°C | Chrome | na | Each | 0.215 | na | TY4211 | TFP110 | 100
4299 | 53-102-9-280 | 104.22 | 20--7 | 0 | Model TY-L, Pendent Sprinklers | 3/4" NPT | K=8.0 | 280°F/138°C | Chrome | na | Each | 0.215 | na | TY4211 | TFP110 | 100
4300 | 53-102-7-165 | 226.8 | 20--7 | 0 | Model TY-L, Pendent Sprinklers | 3/4" NPT | K=8.0 | 165°F/74°C | Lead Coated | na | Each | 0.215 | na | TY4211 | TFP110 | 100
4301 | 53-102-7-212 | 226.8 | 20--7 | 0 | Model TY-L, Pendent Sprinklers | 3/4" NPT | K=8.0 | 212°F/100°C | Lead Coated | na | Each | 0.215 | na | TY4211 | TFP110 | 100
4302 | 53-102-7-280 | 226.8 | 20--7 | 0 | Model TY-L, Pendent Sprinklers | 3/4" NPT | K=8.0 | 280°F/138°C | Lead Coated | na | Each | 0.215 | na | TY4211 | TFP110 | 100
4303 | 53-102-6-165 | 213.84 | 20--7 | 0 | Model TY-L, Pendent Sprinklers | 3/4" NPT | K=8.0 | 165°F/74°C | Wax Coated | na | Each | 0.215 | na | TY4211 | TFP110 | 100
4304 | 53-102-6-212 | 213.84 | 20--7 | 0 | Model TY-L, Pendent Sprinklers | 3/4" NPT | K=8.0 | 212°F/100°C | Wax Coated | na | Each | 0.215 | na | TY4211 | TFP110 | 100
4305 | 53-102-8-165 | 289.44 | 20--7 | 0 | Model TY-L, Pendent Sprinklers | 3/4" NPT | K=8.0 | 165°F/74°C | Wax over Lead Coated | na | Each | 0.215 | na | TY4211 | TFP110 | 100
4306 | 53-102-8-212 | 289.44 | 20--7 | 0 | Model TY-L, Pendent Sprinklers | 3/4" NPT | K=8.0 | 212°F/100°C | Wax over Lead Coated | na | Each | 0.215 | na | TY4211 | TFP110 | 100
4307 | 56-705-2-011 | 18.63 | 20--7 | 0 | Recessed Escutcheon (Style 30) | 3/4" NPT | na | na | Brass | na | Each | 0 | na | 0 | TFP770 | 0
4308 | 56-705-9-011 | 13.23 | 20--7 | 0 | Recessed Escutcheon (Style 30) | 3/4" NPT | na | na | Chrome Plated | na | Each | 0 | na | 0 | TFP770 | 0
4309 | 56-705-4-011 | 13.23 | 20--7 | 0 | Recessed Escutcheon (Style 30) | 3/4" NPT | na | na | Signal White (RAL 9003) | na | Each | 0 | na | 0 | TFP770 | 0
4310 | 56-000-1-849 | 91.3 | 20--7 | 0 | Sprinkler Wrench, W-Type 9 Wrench - TY-FRL, TY-L | na | na | na | na | na | Each | 0 | na | 0 | 0 | 0
4311 | 56-000-1-948 | 139.67 | 20--7 | 0 | Sprinkler Wrench W-Type 10 Wrench (Recessed Only) | na | na | na | na | na | Each | 0 | TY-FRFS, TY-FS, TY-FS Special, TY-L | 0 | 0 | 0
4312 | 53-107-1-165 | 160.92 | 20--8 | 0 | Model TY-L, Pendent, Recessed Pendent Sprinklers | 1/2" NPT | K=8.0 | 165°F/74°C | Brass | na | Each | 0.215 | na | TY4911 | TFP110 | 100
4313 | 53-107-1-212 | 160.92 | 20--8 | 0 | Model TY-L, Pendent, Recessed Pendent Sprinklers | 1/2" NPT | K=8.0 | 212°F/100°C | Brass | na | Each | 0.215 | na | TY4911 | TFP110 | 100
4314 | 53-107-1-280 | 160.92 | 20--8 | 0 | Model TY-L, Pendent, Recessed Pendent Sprinklers | 1/2" NPT | K=8.0 | 280°F/138°C | Brass | na | Each | 0.215 | na | TY4911 | TFP110 | 100
4315 | 53-107-7-165 | 306.72 | 20--8 | 0 | Model TY-L, Pendent, Recessed Pendent Sprinklers | 1/2" NPT | K=8.0 | 165°F/74°C | Lead Coated | na | Each | 0.215 | na | TY4911 | TFP110 | 100
4316 | 53-107-7-212 | 306.72 | 20--8 | 0 | Model TY-L, Pendent, Recessed Pendent Sprinklers | 1/2" NPT | K=8.0 | 212°F/100°C | Lead Coated | na | Each | 0.215 | na | TY4911 | TFP110 | 100
4317 | 53-107-7-280 | 306.72 | 20--8 | 0 | Model TY-L, Pendent, Recessed Pendent Sprinklers | 1/2" NPT | K=8.0 | 280°F/138°C | Lead Coated | na | Each | 0.215 | na | TY4911 | TFP110 | 100
4318 | 53-107-6-165 | 293.22 | 20--8 | 0 | Model TY-L, Pendent, Recessed Pendent Sprinklers | 1/2" NPT | K=8.0 | 165°F/74°C | Wax Coated | na | Each | 0.215 | na | TY4911 | TFP110 | 100
4319 | 53-107-6-212 | 293.22 | 20--8 | 0 | Model TY-L, Pendent, Recessed Pendent Sprinklers | 1/2" NPT | K=8.0 | 212°F/100°C | Wax Coated | na | Each | 0.215 | na | TY4911 | TFP110 | 100
4320 | 53-107-8-165 | 360.18 | 20--8 | 0 | Model TY-L, Pendent, Recessed Pendent Sprinklers | 1/2" NPT | K=8.0 | 165°F/74°C | Wax over Lead | na | Each | 0.215 | na | TY4911 | TFP110 | 100
4321 | 53-107-8-212 | 360.18 | 20--8 | 0 | Model TY-L, Pendent, Recessed Pendent Sprinklers | 1/2" NPT | K=8.0 | 212°F/100°C | Wax over Lead | na | Each | 0.215 | na | TY4911 | TFP110 | 100
4322 | 56-705-2-010 | 18.63 | 20--8 | 0 | Recessed Escutcheon (Style 20) | 1/2" NPT | na | na | Brass | na | Each | 0 | na | 0 | TFP770 | 0
4323 | 56-705-9-010 | 12.69 | 20--8 | 0 | Recessed Escutcheon (Style 20) | 1/2" NPT | na | na | Chrome Plated | na | Each | 0 | na | 0 | TFP770 | 0
4324 | 56-705-4-010 | 12.69 | 20--8 | 0 | Recessed Escutcheon (Style 20) | 1/2" NPT | na | na | Signal White (RAL 9003) | na | Each | 0 | na | 0 | TFP770 | 0
4325 | 56-000-1-849 | 91.3 | 20--8 | 0 | Sprinkler Wrench, W-Type 9 Wrench - TY-FRL, TY-L | na | na | na | na | na | Each | 0 | na | 0 | 0 | 0
4326 | 56-000-1-948 | 139.67 | 20--8 | 0 | Sprinkler Wrench W-Type 10 Wrench (Recessed Only) | na | na | na | na | na | Each | 0 | TY-FRFS, TY-FS, TY-FS Special, TY-L | 0 | 0 | 0
4327 | 58-440-1-165 | 86.94 | 20--8 | 0 | ESFR-1, Pendent Sprinkler | 3/4" NPT | K=14.0 | 165°F (74°C) | Brass | na | Each | 0.42 | na | TY6226 | TFP318 | 50
4328 | 58-440-1-214 | 86.94 | 20--8 | 0 | ESFR-1, Pendent Sprinkler | 3/4" NPT | K=14.0 | 212°F (100°C) | Brass | na | Each | 0.42 | na | TY6226 | TFP318 | 50
4329 | 56-872-1-001 | 102.46 | 20--8 | 0 | Sprinkler Wrench W-Type 2 ESFR Pendent | na | na | na | na | na | Each | 0 | na | 0 | 0 | 0
4330 | 50-300-1-175 | 85.86 | 20--9 | 0 | CC1 Combustible Concealed Upright Sprinklers | 1/2" NPT | K=2.8 | 175°F/79°C | Brass | na | Each | 0 | na | TY1189 | TFP630 | 0
4331 | 56-000-1-106 | 170.58 | 20--9 | 0 | Sprinkler Wrench, W-Type 20 Wrench - CC1, HIP, WS | na | na | na | na | na | Each | 0 | na | 0 | 0 | 0
4332 | 51-311-1-175 | 84.15 | 20--9 | 0 | CC2 Combustible Concealed Space Upright Sprinklers | 1/2" NPT | K=4.2 | 175°F/79°C | Brass | na | Each | 0 | na | TY2189 | TFP632 | 0
4333 | 56-000-6-387 | 102.46 | 20--9 | 0 | Sprinkler Wrench W-Type 6 Wrench | na | na | na | na | na | Each | 0 | na | 0 | 0 | 0
4334 | 51-301-1-175 | 91.02 | 20--9 | 0 | CC2 Combustible Concealed Space Upright Sprinklers | 1/2" NPT | K=5.6 | 175°F/79°C | Brass | na | Each | 0 | na | TY3189 | TFP632 | 0
4335 | 56-000-6-387 | 102.46 | 20--9 | 0 | Sprinkler Wrench W-Type 6 Wrench | na | na | na | na | na | Each | 0 | na | 0 | 0 | 0
4336 | 2447 | 1050.93 | 21--1 | 0 | Waterflow Switches, VS-SP 1"-1-1/2" WFD | 1"-1-1/2" | na | na | na | na | Each | 0 | (w/out retard) | 0 | 0 | 0
4337 | 24148 | 1290.19 | 21--1 | 0 | Potter Electric, Waterflow Switches, VS-WFS | 1" - 2" | na | na | na | na | Each | 0 | na | 0 | 0 | 0
4338 | 26144 | 1308.51 | 21--1 | 0 | Potter Electric, Waterflow Switches, VSR-SG | 1" - 2" | na | na | na | na | Each | 0.66 | na | TY3290 | TFP650 | 50
4339 | 26145 | 1442.45 | 21--1 | 0 | Potter Electric, Waterflow Switches, VSR-ST | 1" - 2" | na | na | na | na | Each | 0 | na | 0 | 0 | 0
4340 | 24110 | 1215.78 | 21--1 | 0 | Potter Electric, Waterflow Switches, VSR-F 2" WFD | 2" | na | na | na | na | Each | 0 | na | 0 | 0 | 0
4341 | 24111 | 1258.14 | 21--1 | 0 | Potter Electric Waterflow Switch VSR-F 2-1/2" WFD | 2-1/2" | na | na | na | na | Each | 0 | na | 0 | 0 | 0
4342 | 24112 | 1258.14 | 21--1 | 0 | Potter Electric, Waterflow Switches, VSR-F 3" WFD | 3" | na | na | na | na | Each | 0 | na | 0 | 0 | 0
4343 | 24113 | 1232.95 | 21--1 | 0 | Potter Electric Waterflow Switch VSR-F 3 1/2" WFD | 3-1/2" | na | na | na | na | Each | 0 | na | 0 | 0 | 0
4344 | 24114 | 1215.78 | 21--1 | 0 | Potter Electric, Waterflow Switches, VSR-F 4" WFD | 4" | na | na | na | na | Each | 0 | na | 0 | 0 | 0
4345 | 24115 | 1215.78 | 21--1 | 0 | Potter Electric, Waterflow Switches, VSR-F 5" WFD | 5" | na | na | na | na | Each | 0 | na | 0 | 0 | 0
4346 | 24116 | 1258.14 | 21--1 | 0 | Potter Electric, Waterflow Switches, VSR-F 6" WFD | 6" | na | na | na | na | Each | 0 | na | 0 | 0 | 0
4347 | 24117 | 1365.75 | 21--1 | 0 | Potter Electric, Waterflow Switches, VSR-F 8" WFD | 8" | na | na | na | na | Each | 0 | na | 0 | 0 | 0
4348 | 24118 | 3883.17 | 21--1 | 0 | Potter Electric, Waterflow Switches, VSR 10" WATER FLOW SWITCH | 10" | na | na | na | na | Each | 0 | na | 0 | 0 | 0
4349 | 24158 | 2184.28 | 21--1 | 0 | Copper Waterflow Switches | 2" | na | na | na | na | Each | 0 | na | 0 | 0 | 0
4350 | 24159 | 2291.89 | 21--1 | 0 | Copper Waterflow Switches | 2-1/2" | na | na | na | na | Each | 0 | na | 0 | 0 | 0
4351 | 24184 | 2184.28 | 21--1 | 0 | Copper Waterflow Switches | 4" | na | na | na | na | Each | 0 | na | 0 | 0 | 0
4352 | 2608 | 1119.05 | 21--1 | 0 | Potter Electric, Waterflow Switches, VSR-SF 1- 1 1/2" CANADIAN | 1"-1-1/2" | na | na | na | na | Each | 0 | na | 0 | 0 | 0
4353 | 2600 | 1116.76 | 21--1 | 0 | Potter Electric, Waterflow Switches, VSR-F 2" (CANADIAN) | 2" | na | na | na | na | Each | 0 | na | 0 | 0 | 0
4354 | 2601 | 1116.76 | 21--1 | 0 | Potter Electric, Waterflow Switches, VSR-F 2 1/2" (CANADIAN) | 2-1/2" | na | na | na | na | Each | 0 | na | 0 | 0 | 0
4355 | 2602A | 1116.76 | 21--1 | 0 | Potter Electric, Waterflow Switches, VSR-F 3" (CANADIAN) | 3" | na | na | na | na | Each | 0 | na | 0 | 0 | 0
4356 | 2603A | 1150.53 | 21--1 | 0 | Potter Electric, Waterflow Switches, VSR-F 3 1/2" (CANADIAN) | 3-1/2" | na | na | na | na | Each | 0 | na | 0 | 0 | 0
4357 | 2604 | 1116.76 | 21--1 | 0 | Potter Electric, Waterflow Switches, VSR-F 4" (CANADIAN) | 4" | na | na | na | na | Each | 0 | na | 0 | 0 | 0
4358 | 2605 | 1150.53 | 21--1 | 0 | Potter Electric, Waterflow Switches, VSR-F 5" (CANADIAN) | 5" | na | na | na | na | Each | 0 | na | 0 | 0 | 0
4359 | 26150 | 6004.48 | 21--1 | 0 | Auto Test Switches and Accessories - Water Flow Switch Model VSR-AT 4" | 4" | na | na | na | na | Each | 0 | na | 0 | 0 | 0
4360 | 2656 | 365.2 | 21--1 | 0 | Model BT-80 (8 amp) Stand by Batteries, (2 REQ’D) | na | na | na | na | na | Each | 0 | na | 0 | 0 | 0
4361 | 2640 | 4319.34 | 21--1 | 0 | WFSR-F Flow Switch WATERFLOW | na | na | na | na | na | Each | 0 | na | 0 | 0 | 0
4362 | 2454 | 742.41 | 21--1 | 0 | EXTRA SWITC FOR VS-SP | na | na | na | na | na | Each | 0 | na | 0 | 0 | 0
4363 | 2566 | 771.03 | 21--1 | 0 | #70H SURE SITE FLOW | 1-1/4" | na | na | na | na | Each | 0 | na | 0 | 0 | 0
4364 | 1010117 | 9237.4 | 21--1 | 0 | WLS Water Level Switch, STEEL TANK, (LATIN AMER.) | na | na | na | na | na | Each | 0 | na | 0 | 0 | 0
4365 | 2483 | 496.85 | 21--1 | 0 | BVL Bleeder Valve 1000018 | na | na | na | na | na | Each | 0 | na | 0 | 0 | 0
4366 | 97109900 | 39.5 | 21--1 | 0 | Paddle for VSC Switch MANIFOLD | 2" | na | na | na | na | Each | 0 | na | 0 | 0 | 0
4367 | 97110000 | 39.5 | 21--1 | 0 | Paddle for VSC Switch MANIFOLD | 3" | na | na | na | na | Each | 0 | na | 0 | 0 | 0
4368 | 97110600 | 39.5 | 21--1 | 0 | Paddle for VSC Switch MANIFOLD | 6" | na | na | na | na | Each | 0 | na | 0 | 0 | 0
4369 | 2414 | 799.65 | 21--1 | 0 | Potter Electric, Tamper Switches - OS&Y, OSYSU-1 | na | na | na | na | na | Each | 0 | na | 0 | 0 | 0
4370 | 2412 | 862.61 | 21--1 | 0 | OSYSU-2 Monitor Switch, Deluge System | na | na | na | na | na | Each | 0.66 | na | 0 | 0 | 0
4371 | 2494 | 1382.92 | 21--1 | 0 | Tamper Switches -OSYSU-2CRH Supervisory Switch | na | na | na | na | na | Each | 0 | na | 0 | 0 | 0
4372 | 24100 | 1569.53 | 21--1 | 0 | Tamper Switches - OS&Y, PTS-C (Plug type) | na | na | na | na | na | Each | 0 | na | 0 | 0 | 0
4373 | 1000065 | 1500.84 | 21--1 | 0 | TamperSwitch OS&Y RBVS Retrofit Ball Valve Switch | na | na | na | na | na | Each | 0 | w/Tamper | 0 | 0 | 0
4374 | 0090224 | 119.64 | 21--1 | 0 | TamperSwitch OS&Y RBVS Retrofit Ball Valve Switch Cover | na | na | na | na | na | Each | 0 | w/Tamper | 0 | 0 | 0
4375 | 2419 | 757.86 | 21--1 | 0 | Tamper Switches - Butterfly/PIV, PCVS-2 Sets DPDT | na | na | na | na | na | Each | 0 | na | 0 | 0 | 0
4376 | 2495 | 1139.08 | 21--1 | 0 | Tamper Switches - Butterfly/PIV, PCVS-2CRH Supervisory Switch | na | na | na | na | na | Each | 0 | na | 0 | 0 | 0
4377 | 26490 | 568.4 | 21--1 | 0 | TAMPER SWITCH KIT OSYSU/PCVS | na | na | na | na | na | Each | 0 | na | 0 | 0 | 0
4378 | 25700 | 826.55 | 21--1 | 0 | Potter Electric, Pressure Switches, PS10-1 | na | na | na | na | na | Each | 0 | na | 0 | 0 | 0
4379 | 25710 | 933.59 | 21--1 | 0 | Potter Electric, Pressure Switches, PS10-2 | na | na | na | na | na | Each | 0 | na | 0 | 0 | 0
4380 | 25720 | 772.74 | 21--1 | 0 | Potter Electric, Pressure Switches, PS40-1 | na | na | na | na | na | Each | 0 | na | 0 | 0 | 0
4381 | 25730 | 933.59 | 21--1 | 0 | Potter Electric, Pressure Switches, PS40-2 | na | na | na | na | na | Each | 0 | na | 0 | 0 | 0
4382 | 23860 | 1365.75 | 21--1 | 0 | PS100-2 Pressure Switch | na | na | na | na | na | Each | 0 | na | 0 | 0 | 0
4383 | 25760 | 1086.42 | 21--1 | 0 | PS120-1 Pressure Switch | na | na | na | na | na | Each | 0 | na | 0 | 0 | 0
4384 | 23450 | 1357.74 | 21--1 | 0 | PS120-2 Pressure Switch | na | na | na | na | na | Each | 0 | na | 0 | 0 | 0
4385 | 2489 | 15111.36 | 21--2 | 0 | Potter Electric Explosion Proof Switch VSRF-EX 2" | 2" | na | na | na | na | Each | 0 | na | 0 | 0 | 0
4386 | 2396 | 15317.43 | 21--2 | 0 | Potter Electric Explosion Proof Switch VSRF-EX 3" | 3" | na | na | na | na | Each | 0 | na | 0 | 0 | 0
4387 | 2472 | 22667.04 | 21--2 | 0 | Potter Electric Explosion Proof Switch VSRF-EX 4" | 4" | na | na | na | na | Each | 0 | na | 0 | 0 | 0
4388 | 2477 | 15111.36 | 21--2 | 0 | Potter Electric Explosion Proof Switch VSRF-EX 6" | 6" | na | na | na | na | Each | 0 | na | 0 | 0 | 0
4389 | 2478 | 15912.72 | 21--2 | 0 | Potter Electric Explosion Proof Switch VSRF-EX 8" | 8" | na | na | na | na | Each | 0 | na | 0 | 0 | 0
4390 | 2471 | 4895.17 | 21--2 | 0 | Potter Electric Explosion Proof Switch PS10-2A-EX | na | na | na | na | na | Each | 0 | na | 0 | 0 | 0
4391 | 2473 | 4895.17 | 21--2 | 0 | Potter Electric Explosion Proof Switche PS40-2A-EX | na | na | na | na | na | Each | 0 | na | 0 | 0 | 0
4392 | 2487 | 5899.16 | 21--2 | 0 | Potter Electric, Explosion Proof Switch, PIVSU-EX | na | na | na | na | na | Each | 0 | na | 0 | 0 | 0
4393 | 2440 | 279.91 | 21--2 | 0 | Electric Bells - 120 Volts A.C, 6" 120 Volts A.C. | 6" | na | na | na | na | Each | 0 | na | 0 | 0 | 0
4394 | 2441 | 374.35 | 21--2 | 0 | Electric Bells - 120 Volts A.C, 8" 120 Volts A.C. | 8" | na | na | na | na | Each | 0 | na | 0 | 0 | 0
4395 | 2442 | 618.2 | 21--2 | 0 | Electric Bells - 120 Volts A.C, 10" 120 Volts A.C. | 10" | na | na | na | na | Each | 0 | na | 0 | 0 | 0
4396 | 2387 | 279.91 | 21--2 | 0 | Electric Bells - 24 Volts A.C, 6" 24 Volts A.C. | 6" | na | na | na | na | Each | 0 | na | 0 | 0 | 0
4397 | 2670 | 374.35 | 21--2 | 0 | 8" Electric Bell 24VAC | 8" | na | na | na | na | Each | 0 | na | 0 | 0 | 0
4398 | 2382 | 412.13 | 21--2 | 0 | Electric Bells - 24 Volts A.C, 10" 24 Volts A.C. | 10" | na | na | na | na | Each | 0 | na | 0 | 0 | 0
4399 | 2443 | 148.83 | 21--2 | 0 | Weather-proof Back Box | na | na | na | na | na | Each | 0 | na | 0 | 0 | 0
4400 | 2428 | 289.64 | 21--2 | 0 | Electric Bells - 12 Volts D.C, 6" 12 Volts D.C. | 6" | na | na | na | na | Each | 0 | na | 0 | 0 | 0
4401 | 2446 | 289.64 | 21--2 | 0 | Electric Bells - 24 Volts D.C, 6" 24 Volts D.C. | 6" | na | na | na | na | Each | 0 | na | 0 | 0 | 0
4402 | 2451 | 589.01 | 21--2 | 0 | 8" Electric Bell 24VDC | 8" | na | na | na | na | Each | 0 | na | 0 | 0 | 0
4403 | 2444 | 412.13 | 21--2 | 0 | Electric Bells - 24 Volts D.C, 10" 24 Volts D.C. | 10" | na | na | na | na | Each | 0 | na | 0 | 0 | 0
4404 | 20235 | 8290.65 | 21--2 | 0 | Model PFC 4410 Fire Control Panel. | na | na | na | na | na | Each | 0 | na | 0 | 0 | 0
4405 | 2656 | 365.2 | 21--2 | 0 | Model BT-80 (8 amp) Stand by Batteries, (2 REQ’D) | na | na | na | na | na | Each | 0 | na | 0 | 0 | 0
4406 | 20128 | 586.14 | 21--2 | 0 | Model BT-120 Stand by Batteries, (2 REQ’D) | na | na | na | na | na | Each | 0 | na | 0 | 0 | 0
4407 | 21127 | 6883.69 | 21--2 | 0 | POTTER #3006230 CIRCUIT BOARD | na | na | na | na | na | Each | 0 | na | 0 | 0 | 0
4408 | 20129 | 67.55 | 21--2 | 0 | EOL INDIV RESIST FOR PFC4410RC | na | na | na | na | na | Each | 0 | na | 0 | 0 | 0
4409 | 20130 | 68.41 | 21--2 | 0 | EOL RESISTOR/DIODE ASSY | na | na | na | na | na | Each | 0 | na | 0 | 0 | 0
4410 | 20134 | 458.5 | 21--2 | 0 | Accessories for Release Panel CA2Z Module (PFC 4410) | na | na | na | na | na | Each | 0 | na | 0 | 0 | 0
4411 | 20036 | 395.53 | 21--2 | 0 | CAM Class Indicating App Circ Mod for PFC4410RC | na | na | na | na | na | Each | 0 | na | 0 | 0 | 0
4412 | MR201C | 332 | 21--2 | 0 | MR-201/C SINGLE DPDT RELAY IN ENCLOSURE, OPTION FOR POTTER PANEL 4410 | na | na | na | na | na | Each | 0 | na | 0 | 0 | 0
4413 | 20133 | 643.38 | 21--2 | 0 | ARM-1 AUX RELAY MODULE | na | na | na | na | na | Each | 0 | na | 0 | 0 | 0
4414 | 20136 | 587.86 | 21--2 | 0 | ARM2 Optional Relay, DPDT | na | na | na | na | na | Each | 0 | na | 0 | 0 | 0
4415 | 54-900-0-210 | 271.89 | 21--2 | 0 | MANUAL PULL STATION P32-1T | na | na | na | na | na | Each | 0 | na | 0 | 0 | 0
4416 | 26101 | 398.97 | 21--2 | 0 | OUTDOOR VENT SCREEN FOR PAV ASMB-FR | na | na | na | na | na | Each | 0 | na | 0 | 0 | 0
4417 | 4068 | 325.7 | 21--2 | 0 | Winding (T) Key for Potter | na | na | na | na | na | Each | 0 | na | 0 | 0 | 0
4418 | 1010117 | 9237.4 | 21--2 | 0 | WLS Water Level Switch, STEEL TANK, (LATIN AMER.) | na | na | na | na | na | Each | 0 | na | 0 | 0 | 0
4419 | 26590 | 170.58 | 21--2 | 0 | Heat Detectors, CR-200W | na | na | na | na | na | Each | 0 | na | 0 | 0 | 0
4420 | 26600 | 165.43 | 21--2 | 0 | Heat Detectors, CF-135W | na | na | na | na | na | Each | 0 | na | 0 | 0 | 0
4421 | 2469 | 9412.55 | 21--2 | 0 | TTS-S Tank Temperature Switch | na | na | na | na | na | Each | 0 | na | 0 | 0 | 0
4422 | 52-287-1-110 | 1671.41 | 21--3 | 0 | 1/2 Solenoid Valve 120/60 AC | 1/2" | na | na | na | na | Each | 0 | na | 0 | 0 | 0
4423 | 52-287-1-215 | 2779.58 | 21--3 | 0 | 1/2 250v AC Solenoid | na | na | na | na | na | Each | 0 | na | 0 | 0 | 0
4424 | 52-287-1-024 | 1702.32 | 21--3 | 0 | 1/2 Solenoid Valve 24DC | 1/2" | na | na | na | 175 psi | Each | 0 | na | 0 | 0 | 0
4425 | 52-287-1-124 | 2495.67 | 21--3 | 0 | 1/2 Solenoid Valve 24vDC 250psi, High pressure | na | na | na | na | 250 psi | Each | 0 | na | 0 | TFP1465 | 0
4426 | 52-287-1-048 | 5443.53 | 21--3 | 0 | SOLENOID VALVE 1/2" 48V DC | na | na | na | na | na | Each | 0 | na | 0 | 0 | 0
4427 | 52-287-1-125 | 2184.28 | 21--3 | 0 | 1/2 Solenoid Valve 125VDC | 1/2" | na | na | na | na | Each | 0 | na | 0 | 0 | 0
4428 | 52-287-1-015 | 1323.39 | 21--3 | 0 | SOLENOID VALVE 1/2" 250V DC | na | na | na | na | na | Each | 0 | na | 0 | 0 | 0
4429 | 52-287-1-324 | 5857.95 | 21--3 | 0 | SOLENOID VALVE 1" 24V DC 73218BN64N00N0C111C2 | na | na | na | na | na | Each | 0 | na | 0 | 0 | 0
4430 | 52-287-1-424 | 6438.36 | 21--3 | 0 | SOLENOID VAL 11/2"2wayPILOT OP | na | na | na | na | na | Each | 0 | na | 0 | 0 | 0
4431 | 52-287-1-210 | 2291.89 | 21--3 | 0 | 1/2 Explosion Proof Solenoid 120/60 110V AC | 1/2" | na | na | na | na | Each | 0 | 110 VAC | 0 | 0 | 0
4432 | 52-287-1-224 | 2580.38 | 21--3 | 0 | 1/2 Explosion Proof Solenoid 24 VDC | 1/2" | na | na | na | na | Each | 0 | 24 VDC | 0 | 0 | 0
4433 | 97107900 | 172.87 | 21--3 | 0 | Ball valve MxF 1" w/1/2" tap | na | na | na | na | na | Each | 0 | na | 0 | 0 | 0
4434 | 97108000 | 250.72 | 21--3 | 0 | Ball Valve MxF 1-1/4" with 1/2" tap | na | na | na | na | na | Each | 0 | na | 0 | 0 | 0
4435 | 2802 | 1096.15 | 21--3 | 0 | SASH-120 AMSECO 120V STROBEHORN | na | na | na | na | na | Each | 0 | na | 0 | 0 | 0
4436 | 2800 | 945.04 | 21--3 | 0 | SH-120R WALL MT SELECT-A-STROBE | na | na | na | na | na | Each | 0 | na | 0 | 0 | 0
4437 | 52-150-1-003 | 15068.43 | 21--3 | 0 | Automatic Air Supply, G16AC812-50HZ/220V (trim 521501000) | na | na | na | na | na | Each | 0 | na | 0 | 0 | 0
4438 | 52-150-1-004 | 12066.2 | 21--3 | 0 | Model OL12516AC (trim 521501000), G33AC812-60HZ AUTO AIR SUPPLY | 125 Gallon | na | na | na | na | Each | 0 | na | 0 | 0 | 0
4439 | 50024 | 10023.87 | 21--3 | 0 | Air Compressor: Base Mount Single Phase, L200-33-A | na | na | na | na | na | Each | 0 | na | 0 | 0 | 0
4440 | 50232 | 10627.18 | 21--3 | 0 | Air Compressor: Base Mount Single Phase, L290-50-A | na | na | na | na | na | Each | 0 | na | 0 | 0 | 0
4441 | 50233 | 11285.44 | 21--3 | 0 | Air Compressor: Base Mount Single Phase, L365-75-A | na | na | na | na | na | Each | 0 | na | 0 | 0 | 0
4442 | 50027 | 12604.25 | 21--3 | 0 | Air Compressor Base Mount Single Phase, L425-100-A | na | na | na | na | na | Each | 0 | na | 0 | 0 | 0
4443 | 50234 | 13336.92 | 21--3 | 0 | Air Compressor Base Mount Single Phase, L620-100-A | na | na | na | na | na | Each | 0 | na | 0 | 0 | 0
4444 | 50235 | 13096.52 | 21--3 | 0 | Air Compressor Base Mount Single Phase, L900-150-A | na | na | na | na | na | Each | 0 | na | 0 | 0 | 0
4445 | 60232 | 16107.34 | 21--3 | 0 | Air Compressor Base Mount Single Phase L1300-300-A | na | na | na | na | na | Each | 0 | na | 0 | 0 | 0
4446 | 50238 | 30051 | 21--3 | 0 | Air Compressor Base Mount Single Phase L2500-500-A | na | na | na | na | na | Each | 0 | na | 0 | 0 | 0
4447 | 50037 | 16833.72 | 21--3 | 0 | Air Compressor Base Mount Three Phase, L425-100-B | na | na | na | na | na | Each | 0 | na | 0 | 0 | 0
4448 | 50038 | 12913.35 | 21--3 | 0 | Air Compressor Base Mount Three Phase, L620-100-B | na | na | na | na | na | Each | 0 | na | 0 | 0 | 0
4449 | 50239 | 12650.04 | 21--3 | 0 | Air Compressor Base Mount Three Phase, L900-150-B | na | na | na | na | na | Each | 0 | na | 0 | 0 | 0
4450 | 60235 | 26307.51 | 21--3 | 0 | Air Compressor Base Mount Three Phase, L1600-300-B | na | na | na | na | na | Each | 0 | na | 0 | 0 | 0
4451 | 60001R | 7685.05 | 21--3 | 0 | Air Compressor Riser Mounted Oil-Less, OLR12016AC 60HZ | 125 Gallon | na | na | na | na | Each | 0 | (Includes Stop - Start) | 0 | 0 | 0
4452 | 60002R | 9646.09 | 21--3 | 0 | Air Compressor Riser Mounted Oil-Less, OLR25033AC 60HZ | 250 Gallon | na | na | na | na | Each | 0 | (Includes Stop - Start) | 0 | 0 | 0
4453 | 60041R | 13600.23 | 21--3 | 0 | Air Compressor Riser Mounted Oil-Less, OLR40050AC 60HZ | 365 Gallon | na | na | na | na | Each | 0 | (Includes Stop - Start) | 0 | 0 | 0
4454 | 60004R | 16954.49 | 21--3 | 0 | Oil Less Air Compressor, OLR43075AC 60HZ OIL LESS | na | na | na | na | na | Each | 0 | na | 0 | 0 | 0
4455 | 60281R | 21739.76 | 21--3 | 0 | Air Compressor Riser Mounted Oil-Less OLR615100AC 60HZ | 615 Gallon | na | na | na | na | Each | 0 | (Includes Stop - Start) | 0 | 0 | 0
4456 | 60279 | 36765.26 | 21--3 | 0 | Air Compressor Riser Mounted Oil-Less OL615-100BC | 615 Gallon | na | na | na | na | Each | 0 | (Includes Stop - Start) | 0 | 0 | 0
4457 | 60282R | 27601.13 | 21--3 | 0 | Air Compressor Riser Mounted Oil-Less, OLR915150AC 60HZ | 915 Gallon | na | na | na | na | Each | 0 | (Includes Stop - Start) | 0 | 0 | 0
4458 | 60283R | 44921.96 | 21--3 | 0 | Air Compressor Riser Mounted Oil-Less OLR1225200AC-60HZ | 1,225 Gallon | na | na | na | na | Each | 0 | (Includes Stop - Start) | 0 | 0 | 0
4459 | 60236T | 14527.52 | 21--3 | 0 | Air Compressor Tank Mounted Oil-Less, OLT12516AC 60HZ | 125 Gallon | na | na | na | na | Each | 0 | na | 0 | 0 | 0
4460 | 60237T | 18477.08 | 21--3 | 0 | Air Compressor Tank Mounted Oil-Less, OLT25033AC 60HZ | 250 Gallon | na | na | na | na | Each | 0 | na | 0 | 0 | 0
4461 | 60238T | 18992.24 | 21--3 | 0 | Air Compressor Tank Mounted Oil-Less, OLT40050AC 60HZ | 365 Gallon | na | na | na | na | Each | 0 | na | 0 | 0 | 0
4462 | 60239T | 22632.7 | 21--3 | 0 | Air Compressor Tank Mounted Oil-Less, OLT43075AC 60HZ | 430 Gallon | na | na | na | na | Each | 0 | (Includes Stop - Start) | 0 | 0 | 0
4463 | 60285T | 31241.6 | 21--3 | 0 | Air Compressor Tank Mounted Oil-Less OLT615100AC 60HZ | 615 Gallon | na | na | na | na | Each | 0 | (Includes Stop - Start) | 0 | 0 | 0
4464 | 60287T | 37549.44 | 21--3 | 0 | Air Compressor Tank Mounted Oil-Less, OLT915150AC 60HZ | 915 Gallon | na | na | na | na | Each | 0 | (Includes Stop - Start) | 0 | 0 | 0
4465 | 60288T | 44532.72 | 21--3 | 0 | Air Compressor Tank Mounted Oil-Less OLT1225200AC 60HZ | 1,225 Gallon | na | na | na | na | Each | 0 | (Includes Stop - Start) | 0 | 0 | 0
4466 | 50047 | 17492.55 | 21--3 | 0 | AirCompressor Tank Mounted Single Phase LT200-33-A | na | na | na | na | na | Each | 0 | (Includes Stop - Start) | 0 | 0 | 0
4467 | 50251 | 16943.04 | 21--3 | 0 | AirCompressor Tank Mounted Single Phase LT290-50-A | na | na | na | na | na | Each | 0 | (Includes Stop - Start) | 0 | 0 | 0
4468 | 50252 | 18442.73 | 21--3 | 0 | AirCompressor Tank Mounted Single Phase LT365-75-A | na | na | na | na | na | Each | 0 | (Includes Stop - Start) | 0 | 0 | 0
4469 | 50050 | 16851.46 | 21--3 | 0 | Air Comp. Tank Mounted Single Phase LT425-100-A | na | na | na | na | na | Each | 0 | (Includes Stop - Start) | 0 | 0 | 0
4470 | 50253 | 20606.4 | 21--3 | 0 | Air Comp. Tank Mounted Single Phase LT620-100-A | na | na | na | na | na | Each | 0 | (Includes Stop - Start) | 0 | 0 | 0
4471 | 50254 | 20766.68 | 21--3 | 0 | Air Comp Tank Mounted Single Phase LT900-150-A | na | na | na | na | na | Each | 0 | (Includes Stop - Start) | 0 | 0 | 0
4472 | 60251 | 22873.11 | 21--3 | 0 | Air Comp Tank Mounted Single Phase LT1300-300-A | na | na | na | na | na | Each | 0 | (Includes Stop - Start) | 0 | 0 | 0
4473 | 60253 | 37022.84 | 21--3 | 0 | Air Comp Tank Mounted Single Phase LT1600-300-A | na | na | na | na | na | Each | 0 | (Includes Stop - Start) | 0 | 0 | 0
4474 | 60029 | 51012.29 | 21--3 | 0 | Air Comp Tank Mounted Single Phase LT2000-500-A | na | na | na | na | na | Each | 0 | (Includes Stop - Start) | 0 | 0 | 0
4475 | 50057 | 17320.83 | 21--4 | 0 | Air Compressor Tank Mounted Three Phase LT200-33-B | na | na | na | na | na | Each | 0 | (Includes Stop - Start) | 0 | 0 | 0
4476 | 50060 | 18076.4 | 21--4 | 0 | AirCompressor Tank Mounted Three Phase LT425-100-B | na | na | na | na | na | Each | 0 | (Includes Stop - Start) | 0 | 0 | 0
4477 | 50260 | 21361.97 | 21--4 | 0 | AirCompressor Tank Mounted Three Phase LT900-150-B | na | na | na | na | na | Each | 0 | (Includes Stop - Start) | 0 | 0 | 0
4478 | 60252 | 22128.99 | 21--4 | 0 | Air CompTank Mounted Three Phase LT1300-300-B | na | na | na | na | na | Each | 0 | (Includes Stop - Start) | 0 | 0 | 0
4479 | 60038 | 37583.79 | 21--4 | 0 | Air Comp Tank Mounted Three Phase LT2000-500-B | na | na | na | na | na | Each | 0 | (Includes Stop - Start) | 0 | 0 | 0
4480 | 50261 | 40193.93 | 21--4 | 0 | Air Comp Tank Mounted Three Phase LT2500-500-B | na | na | na | na | na | Each | 0 | (Includes Stop - Start) | 0 | 0 | 0
4481 | DAP-TK | 4070.91 | 21--4 | 0 | Accessories, Moisture Indicated Test Switch | na | na | na | na | na | Each | 0 | na | 0 | 0 | 0
4482 | 60041 | 12100.54 | 21--4 | 0 | International Air Compressor Base Mount, L425-100-B-50HZ 3PH INT | na | na | na | na | na | Each | 0 | na | 0 | 0 | 0
4483 | 50263 | 17538.34 | 21--4 | 0 | International Air Compressor Base Mount, LT290-50-A-50 HZ 1PH INT | na | na | na | na | na | Each | 0 | na | 0 | 0 | 0
4484 | 60060 | 37995.92 | 21--4 | 0 | International Air Compressor Base Mount, LT2000-500-A 50HZ 1PH INT | na | na | na | na | na | Each | 0 | na | 0 | 0 | 0
4485 | 60002PHR | 12295.16 | 21--4 | 0 | Oil Less Air Compressor, High Pressure OLR25033AC-HP | 0 | 0 | 0 | 0 | 0 | 0 | 0 | 0 | 0 | 0 | 0
4486 | 60004R | 16954.49 | 21--4 | 0 | Oil Less Air Compressor, OLR43075AC 60HZ OIL LESS | na | na | na | na | na | Each | 0 | na | 0 | 0 | 0
4487 | 60030R | 9933.43 | 21--4 | 0 | Oil Less Air Compressor Intl, OLR121016AC-50HZ OIL LESS INT | na | na | na | na | na | Each | 0 | na | 0 | 0 | 0
4488 | 61236T | 16748.43 | 21--4 | 0 | Oil Less Air Compressor Intl, OLT12016AC-50HZ OIL LESS INT | na | na | na | na | na | Each | 0 | na | 0 | 0 | 0
4489 | 60031R | 11688.41 | 21--4 | 0 | Oil Less Air Compressor Intl, OLR25033AC-50HZ OIL LESS INT | na | na | na | na | na | Each | 0 | na | 0 | 0 | 0
4490 | 60032R | 15168.6 | 21--4 | 0 | Oil Less Air Compressor Intl, OLR40050AC-50HZ OIL LESS INT | na | na | na | na | na | Each | 0 | na
4491 | 60061T | 22048.85 | 21--4 |  | Oil Less Air Compressor Intl, OLT40050AC-50HZ OIL LESS INT | na | na | na | na | na | Each | 0 | na
4492 | 60033R | 17721.51 | 21--4 | 0 | Oil Less Air Compressor Intl, OLR43075AC-50HZ OIL LESS INT | na | na | na | na | na | Each | 0 | na | 0 | 0 | 0
4493 | 61237R | 23250.89 | 21--4 | 0 | Oil Less Air Compressor Intl, OLR615100AC-50Hz | na | na | na | na | na | Each | 0 | na | 0 | 0 | 0
4494 | 60035R | 30188.38 | 21--4 | 0 | Oil Less Air Compressor Intl, OLR915150AC-50HZ OIL LESS INT | na | na | na | na | na | Each | 0 | na | 0 | 0 | 0
4495 | 50084 | 3397.77 | 21--4 | 0 | Magnetic Line Starter - Single Phase, MGOOA | na | na | na | na | na | Each | 0 | (Need HP & Voltage to Order) | 0 | 0 | 0
4496 | 50086 | 4302.16 | 21--4 | 0 | Magnetic Line Starter - Single Phase, MGXOA | na | na | na | na | na | Each | 0 | (Need HP & Voltage to Order) | 0 | 0 | 0
4497 | 50092 | 5703.4 | 21--4 | 0 | Magnetic Line Starter - Single Phase, MG15A | na | na | na | na | na | Each | 0 | (Need HP & Voltage to Order) | 0 | 0 | 0
4498 | 50075 | 3874.01 | 21--4 | 0 | Magnetic Line Starter - Three Phase, MGOOB | na | na | na | na | na | Each | 0 | (Need HP & Voltage to Order) | 0 | 0 | 0
4499 | 50093 | 4309.03 | 21--4 | 0 | Magnetic Line Starter - Three Phase, MGXOB | na | na | na | na | na | Each | 0 | (Need HP & Voltage to Order) | 0 | 0 | 0
4500 | 50082 | 777.9 | 21--4 | 0 | Riser Mount Kits - Universal Bracket, RMK 16150 | na | na | na | na | na | Each | 0 | na | 0 | 0 | 0
4501 | 50264 | 130621.68 | 21--4 | 0 | Dry Air Pacs - DAP500A | na | na | na | na | na | Each | 0 | (Need Voltage to Order), | 0 | 0 | 0
4502 | 50265 | 120329.93 | 21--4 | 0 | Dry Air Pacs - DAP500B | na | na | na | na | na | Each | 0 | (Need Voltage to Order), | 0 | 0 | 0
4503 | 50267 | 129625.71 | 21--4 | 0 | Dry Air Pacs DAP1000B | na | na | na | na | na | Each | 0 | (Need Voltage to Order), | 0 | 0 | 0
4504 | 50266 | 204999.35 | 21--4 | 0 | Dry Air Pacs - DAP1000B, 1000 Gallon, 1 - 1/2 H.P., 3 Phase | na | na | na | na | na | Each | 0 | (Need Voltage to Order), | 0 | 0 | 0
4505 | 50269 | 166694.33 | 21--4 | 0 | Dry Air Pacs - DAP2000B | na | na | na | na | na | Each | 0 | (Need Voltage to Order), | 0 | 0 | 0
4506 | 50076 | 4028.56 | 21--4 | 0 | Acces AD3400 Desicant Dryer | na | na | na | na | na | Each | 0 | na | 0 | 0 | 0
4507 | 60010 | 1079.55 | 21--4 | 0 | Accessories, 34006 Desicant Replacement | na | na | na | na | na | Each | 0 | na | 0 | 0 | 0
4508 | 50077 | 2753.25 | 21--4 | 0 | Accessories, F3500 Coalescing Filter | na | na | na | na | na | Each | 0 | na | 0 | 0 | 0
4509 | 50078 | 974.23 | 21--4 | 0 | Accessories, Vibration Pad (4 Pack) | na | na | na | na | na | Each | 0 | na | 0 | 0 | 0
4510 | 60247 | 1009.15 | 21--4 | 0 | Accessory, P1202MP Flex Hose | na | na | na | na | na | Each | 0 | na | 0 | 0 | 0
4511 | 60249 | 133.37 | 21--4 | 0 | Accessories, APC01Q Air Comp. Oil | na | na | na | na | na | Each | 0 | na | 0 | 0 | 0
4512 | DAP-TK | 4070.91 | 21--4 | 0 | Accessories, Moisture Indicated Test Switch | na | na | na | na | na | Each | 0 | na | 0 | 0 | 0
4513 | 50081 | 5853.95 | 21--4 | 0 | Accessories, OLR-TK RISER TANK KIT BRACKET | na | na | na | na | na | Each | 0 | na | 0 | 0 | 0
4514 | 2431 | 2004.55 | 21--4 | 0 | Air Compressor Pressure Switches, Model MDR-3 | na | na | na | na | na | Each | 0 | na | 0 | 0 | 0
4515 | 50070 | 1632.49 | 21--4 | 0 | PRESSURE SWITCH SWP60103 / 69HA3 | na | na | na | na | na | Each | 0 | na | 0 | 0 | 0
4516 | 50072 | 1022.88 | 21--4 | 0 | PRESSURE SWITCH SWP60401U/69WA4Z | na | na | na | na | na | Each | 0 | na | 0 | 0 | 0
4517 | 50080 | 1555.79 | 21--4 | 0 | PRESSURE SWITCH SWP60304/69WB3 | na | na | na | na | na | Each | 0 | na | 0 | 0 | 0
4518 | 60259 | 1492.82 | 21--4 | 0 | PRESSURE SWITCH SWP60601U, OL PLUS SERIES 3/4 TO 2 HP | na | na | na | na | na | Each | 0 | na | 0 | 0 | 0
4519 | 51068 | POA | 21--4 | 0 | Air Compressor Accessories, 1/4" Check Valve #CV2525X3 (3 PACK) FOR GB AIR COMP | na | na | na | na | na | Each | 0 | na | 0 | 0 | 0
4520 | 51067 | 1632.49 | 21--4 | 0 | Air Compressor Accessories, 1/4 x 1/2 Check Valve #CV2550X3, 3 pack for GB Air Comp | na | na | na | na | na | Each | 0 | na | 0 | 0 | 0
4521 | 50368 | POA | 21--4 | 0 | Air Compressor Accessories, 1/4" CHECK VLV FOR D-800, #VCKA3850 | na | na | na | na | na | Each | 0 | na | 0 | 0 | 0
4522 | TC155 | 6126.97 | 21--5 | 0 | ThermocableLHD Linear Heat Detect Wire PVC Jacket (Vinyl) | na | 155°F / 68°C | 500' Spool | Red | na | Each | 0 | na | 0 | 0 | 0
4523 | TC155-3000 | 36770.98 | 21--5 | 0 | ThermocableLHD Linear Heat Detect Wire PVC Jacket (Vinyl) | na | na | na | na | na | Each | 0 | na | 0 | 0 | 0
4524 | TC155G | 11029.59 | 21--5 | 0 | ThermocableLHD Linear Heat Detect Wire PVC Jacket (Vinyl) | na | 155°F / 68°C | 500' Spool | Red with GuideWire | na | Each | 0 | *GuideWire should be installed using eyebolts for support every 15 feet (4.5m) to 20 feet (6.0m). | 0 | 0 | 0
4525 | TC155N | 7353.06 | 21--5 | 0 | ThermocableLHD Linear Heat Detect Wire PVC Jacket (Vinyl) | na | 155°F / 68°C Nylon | 500' Spool | Nylon | na | Each | 0 | na | 0 | 0 | 0
4526 | TC155N-3000 | 44120.6 | 21--5 | 0 | ThermocableLHD Linear Heat Detect Wire PVC Jacket (Vinyl) | na | na | na | na | na | Each | 0 | na | 0 | 0 | 0
4527 | TC172-3000 | 36770.98 | 21--5 | 0 | ThermocableLHD Linear Heat Detect Wire PVC Jacket (Vinyl) | na | na | na | na | na | Each | 0 | na | 0 | 0 | 0
4528 | TC190-3000 | 36770.98 | 21--5 | 0 | ThermocableLHD Linear Heat Detect Wire PVC Jacket (Vinyl) | na | na | na | na | na | Each | 0 | na | 0 | 0 | 0
4529 | TC220-3000 | 44120.6 | 21--5 | 0 | ThermocableLHD Linear Heat Detect Wire PVC Jacket (Vinyl) | na | na | na | na | na | Each | 0 | na | 0 | 0 | 0
4530 | RG1114C | 391.53 | 21--5 | 0 | Mounting Straps, Single Loop w/Surface Mount | na | Temp: -40°F to 185°F (-40°C to 85°C) | Pack 100 | na | na | Each | 0 | ThermoCable must be secured every 3 to 5 feet (1 to 1.5m), or 15 to 20 feet (4.5 to 6m) for installations using GuideWire | 0 | 0 | 0
4531 | RG1114M | 5270.1 | 21--5 | 0 | Mounting Straps, Single Loop w/Surface Mount | na | Temp: -40°F to 185°F (-40°C to 85°C) | Pack 100 | na | na | Each | 0 | ThermoCable must be secured every 3 to 5 feet (1 to 1.5m), or 15 to 20 feet (4.5 to 6m) for installations using GuideWire | 0 | 0 | 0
4532 | RG1112C | 586.14 | 21--5 | 0 | Mounting Straps, Single Loop, Sprinkler Pipe | 4" to 6" | Temp: -40°F to 185°F (-40°C to 85°C) | Pack 50 | na | na | Each | 0 | ThermoCable must be secured every 3 to 5 feet (1 to 1.5m), or 15 to 20 feet (4.5 to 6m) for installations using GuideWire | 0 | 0 | 0
4533 | RG1112M | 5853.95 | 21--5 | 0 | Mounting Straps, Dbl. Loop, Sprinkler Pipe | 3/4" to 2" | Temp: -40°F to 185°F (-40°C to 85°C) | Pack 100 | na | na | Each | 0 | ThermoCable must be secured every 3 to 5 feet (1 to 1.5m), or 15 to 20 feet (4.5 to 6m) for installations using GuideWire | 0 | 0 | 0
4534 | RG1113M | 4488.77 | 21--5 | 0 | Mounting Straps, Dbl. Loop, Sprinkler Pipe | 3/4" to 2" | Temp: -40°F to 185°F (-40°C to 85°C) | Pack 1000 | na | na | Each | 0 | ThermoCable must be secured every 3 to 5 feet (1 to 1.5m), or 15 to 20 feet (4.5 to 6m) for installations using GuideWire | 0 | 0 | 0
4535 | TC1012C | 763.01 | 21--5 | 0 | Mounting Straps, Dbl. Loop, Fits Sprinkler Pipe | 2-1/2" to 3-1/2" | Temp: -40°F to 185°F (-40°C to 85°C) | Pack 1000 | na | na | Each | 0 | na | 0 | 0 | 0
4536 | TC1034Q | 255.87 | 21--5 | 0 | Mounting Clips & Clamps, Push Pin | na | -40°F to 185°F (-40°C to 85°C) | Pack 25 | na | na | Each | 0 | na | 0 | 0 | 0
4537 | TC1013C | 846.01 | 21--5 | 0 | Mounting Clips & Clamps, Cable Clip mounting hole | 1/4°± (6.4mm) | -40°F to 185°F (-40°C to 85°C) | Pack 100 | Zinc Plated | na | Each | 0 | na | 0 | 0 | 0
4538 | RG1118C | 1563.8 | 21--5 | 0 | Mounting Clips & Clamps, Beam Clamp, Spring Steel | na | -40°F to 185°F (-40°C to 85°C) | Pack 1000 | na | na | Each | 0 | na | 0 | 0 | 0
4539 | TC1015L | 1526.02 | 21--5 | 0 | Mounting Clips & Clamps, Beam Clamp | na | -40°F to 185°F (-40°C to 85°C) | Pack 50 | Zinc Plated Steel | na | Each | 0 | na | 0 | 0 | 0
4540 | RG5222 | 149.4 | 21--6 | 0 | Cable Connecting Accessories - J -Box / ELR -Box | 4" x 4" x 2" | na | na | na | na | Each | 0 | na | 0 | 0 | 0
4541 | RG5226 | 279.91 | 21--6 | 0 | Cable Connecting Accessories - HDJ -Box / HDELR -Box, | 6" x 6" x 4" | na | na | na | na | Each | 0 | na | 0 | 0 | 0
4542 | RG1136 | 15.9 | 21--6 | 0 | Cable Connecting Acces., Screw Terminal, 2 Point | na | na | na | na | na | Each | 0 | Must be used all splices | 0 | 0 | 0
4543 | RG5223 | 1664.54 | 21--6 | 0 | HDJ/ELR Box with Test Switch For end of line testing of linear heat detection systems | na | na | na | na | na | Each | 0 | na | 0 | 0 | 0
4544 | TC100 | 102.18 | 21--6 | 0 | Cable Connecting Accessories - Cable Strain Relief Connector | na | na | na | na | na | Each | 0 | Required for securing ThermoCable penetrations through wall of J-Box/ELR-Box and HDJ-Box/HDELR-Box. | 0 | 0 | 0
4545 | RG1136 | 15.9 | 21--6 | 0 | Cable Connecting Acces., Screw Terminal, 2 Point | na | na | na | na | na | Each | 0 | Must be used all splices | 0 | 0 | 0
4546 | TC1006 | 477.39 | 21--6 | 0 | Cable Splicing Acces., Sealant Tape | na | na | Roll | na | na | Each | 0 | na | 0 | 0 | 0
4547 | TC1008 | 136.81 | 21--6 | 0 | Cable Splicing Accessories, Splicing Tape, Red | na | Red | Roll | na | na | Each | 0 | na | 0 | 0 | 0
4548 | TC1010 | 105.33 | 21--6 | 0 | Cable Splicing Acces Low Temp Splicing Tape Black | na | Black | Roll | na | na | Each | 0 | na | 0 | 0 | 0
4549 | TNG0100 | 18683.14 | 22--1 | 0 | Ng-1 100 Nitrogen 120vac/60hz, Nitrogen Generator 675g Max | 675 Gallon | 215 Gallon | Wall Mount | na | 120 VAC / 60 Hz | Each | 0 | na | 0 | 0 | 0
4550 | TNG0250 | 20766.68 | 22--1 | 0 | Ng-1 250 Nitrogen 120vac/60hz, Nitrogen Generator 950g Max | 950 Gallon | 265 Gallon | Wall Mount | na | 120 VAC / 60 Hz | Each | 0 | na | 0 | 0 | 0
4551 | TNG0500 | 29593.08 | 22--1 | 0 | Ng-1 500 Nitrogen 120vac/60hz, Nitrogen Generator 2000g Max | 2000 Gallon | 560 Gallon | Wall Mount | na | 120 VAC / 60 Hz | Each | 0 | na | 0 | 0 | 0
4552 | TNG1150G | 34034.91 | 22--1 | 0 | NG-1 1150 Nitrogen 120vac/60hz, Nitrogen Generator Cabinet Only, 6500g Max | 6,500 Gallon | 1,150 Gallon | Stand-Alone | na | 120 VAC / 60 Hz | Each | 0 | na | 0 | 0 | 0
4553 | TNC052016S | 9988.38 | 22--1 | 0 | NG-1 Compressor 5HP 200V/1 PH/60Hz, Use with NG-1 1150 | 0 | 0 | Compressor Only | 0 | 200 VAC / Single Phase / 60 Hz | 0 | 0 | na | 0 | 0 | 0
4554 | TNC052316S | 9988.38 | 22--1 | 0 | NG-1 Compressor 5HP 230V/1 PH/60Hz, Use with NG-1 1150 | 0 | 0 | Compressor Only | 0 | 230 VAC / Single Phase / 60 Hz | 0 | 0 | na | 0 | 0 | 0
4555 | TNC052036S | 14982.57 | 22--1 | 0 | NG-1 Compressor 5HP 200V/3 PH/60Hz, Use with NG-1 1150 | 0 | 0 | Compressor Only | 0 | 200 VAC / Triple Phase / 60 Hz | 0 | 0 | na | 0 | 0 | 0
4556 | TNC052336S | 9988.38 | 22--1 | 0 | NG-1 Compressor 5HP 230V/3 PH/60Hz, Use with NG-1 1150 | 0 | 0 | Compressor Only | 0 | 230 VAC / Triple Phase / 60 Hz | 0 | 0 | na | 0 | 0 | 0
4557 | TNC054636S | 9988.38 | 22--1 | 0 | NG-1 Compressor 5HP 460V/3 PH/60Hz, Use with NG-1 1150 | 0 | 0 | Compressor Only | 0 | 460 VAC / Triple Phase / 60 Hz | 0 | 0 | na | 0 | 0 | 0
4558 | TNC055736S | 9988.38 | 22--1 | 0 | NG-1 Compressor 5HP 575V/3 PH/60Hz, Use with NG-1 1150 | 0 | 0 | Compressor Only | 0 | 575 VAC / Triple Phase / 60 Hz | 0 | 0 | na | 0 | 0 | 0
4559 | TNG1500G | 71796.14 | 22--1 | 0 | NG-1 1500 Nitrogen 120vac/60hz, Nitrogen Generator Cabinet Only, 11000g Max | 11,000 Gallon | 1,440 Gallon | Stand-Alone | na | 120 VAC / 60 Hz | Each | 0 | na | 0 | 0 | 0
4560 | TNG2000G | 78991.2 | 22--1 | 0 | NG-1 2000 Nitrogen 120vac/60hz, Nitrogen Generator Cabinet Only, 18500g Max | 18,500 Gallon | 2,025 Gallon | Stand-Alone | na | 120 VAC / 60 Hz | Each | 0 | na | 0 | 0 | 0
4561 | TNC752316S | 14905.3 | 22--1 | 0 | NG-1 Compressor 7.5HP 230V/1 PH/60Hz, Use with NG-1 1500 or 2000 | 0 | 0 | Compressor Only | 0 | 230 VAC / Single Phase / 60 Hz | 0 | 0 | na | 0 | 0 | 0
4562 | TNC752036S | 22357.95 | 22--1 | 0 | NG-1 Compressor 7.5HP 200V/3 PH/60Hz, Use with NG-1 1500 or 2000 | 0 | 0 | Compressor Only | 0 | 200 VAC / Triple Phase / 60 Hz | 0 | 0 | na | 0 | 0 | 0
4563 | TNC752336S | 14905.3 | 22--1 | 0 | NG-1 Compressor 7.5HP 230V/3 PH/60Hz, Use with NG-1 1500 or 2000 | 0 | 0 | Compressor Only | 0 | 230 VAC / Triple Phase / 60 Hz | 0 | 0 | na | 0 | 0 | 0
4564 | TNC754636S | 22357.95 | 22--1 | 0 | NG-1 Compressor 7.5HP 460V/3 PH/60Hz, Use with NG-1 1500 or 2000 | 0 | 0 | Compressor Only | 0 | 460 VAC / Triple Phase / 60 Hz | 0 | 0 | na | 0 | 0 | 0
4565 | TNC755736S | 14905.3 | 22--1 | 0 | NG-1 Compressor 7.5HP 575V/3 PH/60Hz, Use with NG-1 1500 or 2000 | 0 | 0 | Compressor Only | 0 | 575 VAC / Triple Phase / 60 Hz | 0 | 0 | na | 0 | 0 | 0
4566 | TNG3000G | 86432.4 | 22--1 | 0 | NG-1 3000 Nitrogen 120vac/60hz, Nitrogen Generator Cabinet Only, 22500g Max | 22,500 Gallon | 2,900 Gallon | Stand-Alone | na | 120 VAC / 60 Hz | Each | 0 | na | 0 | 0 | 0
4567 | TNC102036S | 25242.84 | 22--1 | 0 | NG-1 Compressor 10HP 200V/3 PH/60Hz, Use with NG-1 3000 | 0 | 0 | Compressor Only | 0 | 200 VAC / Triple Phase / 60 Hz | 0 | 0 | na | 0 | 0 | 0
4568 | TNC102336S | 25242.84 | 22--1 | 0 | NG-1 Compressor 10HP 230V/3 PH/60Hz, Use with NG-1 3000 | 0 | 0 | Compressor Only | 0 | 230 VAC / Triple Phase / 60 Hz | 0 | 0 | na | 0 | 0 | 0
4569 | TNC104636S | 25242.84 | 22--1 | 0 | NG-1 Compressor 10HP 460V/3 PH/60Hz, Use with NG-1 3000 | 0 | 0 | Compressor Only | 0 | 460 VAC / Triple Phase / 60 Hz | 0 | 0 | na | 0 | 0 | 0
4570 | TNGFLTW | 926.72 | 22--1 | 0 | Filter Kit Ng-1 100/250/500, Ng-1 Replacement Filter Kit | na | na | na | na | na | Each | 0 | na | 0 | 0 | 0
4571 | TNGFLTS | 1003.42 | 22--1 | 0 | Filter Kit Ng-1 1000 to 3000, Ng-1 Replacement Filter Kit | na | na | na | na | na | Each | 0 | na | 0 | 0 | 0
4572 | TAVD02 | 1930.14 | 22--2 | 0 | Tav-D o2 Removal Vent Manual, Oxygen Venting Dry System | Manual | na | na | na | na | Each | 0 | na | 0 | 0 | 0
4573 | TSVD02 | 3703.43 | 22--2 | 0 | Tsv-D o2 Smart Vent 120vac/60h, Oxygen Venting Dry System | Automatic | na | na | 120 VAC / 60 Hz | na | Each | 0 | na | 0 | 0 | 0
4574 | TVDFLT | 116.77 | 22--2 | 0 | Replacement Filter for TAVD01, TSVD01 | na | na | na | na | na | Each | 0 | na | 0 | 0 | 0
4575 | TVDFLT2 | 116.77 | 22--2 | 0 | Replacement Filter for TAVD02, TSVD02 | na | na | na | na | na | Each | 0 | na | 0 | 0 | 0
4576 | THGA01 | 1003.42 | 22--2 | 0 | THGA n2 Handheld Gas Analyzer, Nitrogen Monitoring | Handheld Gas Analyzer | na | na | na | na | Each | 0 | na | 0 | 0 | 0
4577 | TSGA01 | 8561.96 | 22--2 | 0 | TSGA n2 Smart Gas Analyzer, Nitrogen Monitoring | Electronic Gas Analyzer | na | na | na | na | Each | 0 | na | 0 | 0 | 0
4578 | TILD1310B | 4282.7 | 22--3 | 0 | Tild Corrosion Det 1-1/4 B s10, Inline Detector Blk sch10 Pipe | 1-1/4" | na | na | Black Steel | na | Each | 0 | na | 0 | 0 | 0
4579 | TILD1340B | 4282.7 | 22--3 | 0 | Tild Corrosion Det 1-1/4 B s40, Inline Detector Blk sch40 Pipe | 1-1/4" | na | na | Black Steel | na | Each | 0 | na | 0 | 0 | 0
4580 | TILD1310G | 4282.7 | 22--3 | 0 | Tild Corrosion Det 1-1/4 G s10, Inline Detector Glv sch10 Pipe | 1-1/4" | na | na | Galvanized | na | Each | 0 | na | 0 | 0 | 0
4581 | TILD1340G | 4282.7 | 22--3 | 0 | Tild Corrosion Det 1-1/4 G s40, Inline Detector Glv sch40 Pipe | 1-1/4" | na | na | Galvanized | na | Each | 0 | na | 0 | 0 | 0
4582 | TILD1510B | 4282.7 | 22--3 | 0 | Tild Corrosion Det 1-1/2 B s10, Inline Detector Blk sch10 Pipe | 1-1/2" | na | na | Black Steel | na | Each | 0 | na | 0 | 0 | 0
4583 | TILD1540B | 4282.7 | 22--3 | 0 | Tild Corrosion Det 1-1/2 B s40, Inline Detector Blk sch40 Pipe | 1-1/2" | na | na | Black Steel | na | Each | 0 | na | 0 | 0 | 0
4584 | TILD1510G | 4282.7 | 22--3 | 0 | Tild Corrosion Det 1-1/2 G s10, Inline Detector Glv sch10 Pipe | 1-1/2" | na | na | Galvanized | na | Each | 0 | na | 0 | 0 | 0
4585 | TILD1540G | 4282.7 | 22--3 | 0 | Tild Corrosion Det 1-1/2 G s40, Inline Detector Glv sch40 Pipe | 1-1/2" | na | na | Galvanized | na | Each | 0 | na | 0 | 0 | 0
4586 | TILD2010B | 4282.7 | 22--3 | 0 | Tild Corrosion Det 2" B s10, Inline Detector Blk sch10 Pipe | 2" | na | na | Black Steel | na | Each | 0 | na | 0 | 0 | 0
4587 | TILD2040B | 4282.7 | 22--3 | 0 | Tild Corrosion Det 2" B s40, Inline Detector Blk sch40 Pipe | 2" | na | na | Black Steel | na | Each | 0 | na | 0 | 0 | 0
4588 | TILD2010G | 4282.7 | 22--3 | 0 | Tild Corrosion Det 2" G s10, Inline Detector Glv sch10 Pipe | 2" | na | na | Galvanized | na | Each | 0 | na | 0 | 0 | 0
4589 | TILD2040G | 4282.7 | 22--3 | 0 | Tild Corrosion Det 2" G s40, Inline Detector Glv sch40 Pipe | 2" | na | na | Galvanized | na | Each | 0 | na | 0 | 0 | 0
4590 | TILD2510B | 4282.7 | 22--3 | 0 | Tild Corrosion Det 2-1/2 B s10, Inline Detector Blk sch10 Pipe | 2-1/2" | na | na | Black Steel | na | Each | 0 | na | 0 | 0 | 0
4591 | TILD2540B | 4282.7 | 22--3 | 0 | Tild Corrosion Det 2-1/2 B s40, Inline Detector Blk sch40 Pipe | 2-1/2" | na | na | Black Steel | na | Each | 0 | na | 0 | 0 | 0
4592 | TILD2510G | 4282.7 | 22--3 | 0 | Tild Corrosion Det 2-1/2 G s10, Inline Detector Glv sch10 Pipe | 2-1/2" | na | na | Galvanized | na | Each | 0 | na | 0 | 0 | 0
4593 | TILD2540G | 4282.7 | 22--3 | 0 | Tild Corrosion Det 2-1/2 G s40, Inline Detector Glv sch40 Pipe | 2-1/2" | na | na | Galvanized | na | Each | 0 | na | 0 | 0 | 0
4594 | TILD3010B | 4282.7 | 22--3 | 0 | Tild Corrosion Det 3" B s10, Inline Detector Blk sch10 Pipe | 3" | na | na | Black Steel | na | Each | 0 | na | 0 | 0 | 0
4595 | TILD3040B | 4282.7 | 22--3 | 0 | Tild Corrosion Det 3" B s40, Inline Detector Blk sch40 Pipe | 3" | na | na | Black Steel | na | Each | 0 | na | 0 | 0 | 0
4596 | TILD3010G | 4282.7 | 22--3 | 0 | Tild Corrosion Det 3" G s10, Inline Detector Glv sch10 Pipe | 3" | na | na | Galvanized | na | Each | 0 | na | 0 | 0 | 0
4597 | TILD3040G | 4282.7 | 22--3 | 0 | Tild Corrosion Det 3" G s40, Inline Detector Glv sch40 Pipe | 3" | na | na | Galvanized | na | Each | 0 | na | 0 | 0 | 0
4598 | TILD4010B | 4590.65 | 22--3 | 0 | Tild Corrosion Det 4" B s10, Inline Detector Blk sch10 Pipe | 4" | na | na | Black Steel | na | Each | 0 | na | 0 | 0 | 0
4599 | TILD4040B | 4590.65 | 22--3 | 0 | Tild Corrosion Det 4" B s40, Inline Detector Blk sch40 Pipe | 4" | na | na | Black Steel | na | Each | 0 | na | 0 | 0 | 0
4600 | TILD4010G | 4590.65 | 22--3 | 0 | Tild Corrosion Det 4" G s10, Inline Detector Glv sch10 Pipe | 4" | na | na | Galvanized | na | Each | 0 | na | 0 | 0 | 0
4601 | TILD4040G | 4590.65 | 22--3 | 0 | Tild Corrosion Det 4" G s40, Inline Detector Glv sch40 Pipe | 4" | na | na | Galvanized | na | Each | 0 | na | 0 | 0 | 0
4602 | TILD6010B | 6170.48 | 22--3 | 0 | Tild Corrosion Det 6" B s10, Inline Detector Blk sch10 Pipe | 6" | na | na | Black Steel | na | Each | 0 | na | 0 | 0 | 0
4603 | TILD6040B | 6170.48 | 22--3 | 0 | Tild Corrosion Det 6" B s40, Inline Detector Blk sch40 Pipe | 6" | na | na | Black Steel | na | Each | 0 | na | 0 | 0 | 0
4604 | TILD6010G | 6170.48 | 22--3 | 0 | Tild Corrosion Det 6" G s10, Inline Detector Glv sch10 Pipe | 6" | na | na | Galvanized | na | Each | 0 | na | 0 | 0 | 0
4605 | TILD6040G | 6170.48 | 22--3 | 0 | Tild Corrosion Det 6" G s40, Inline Detector Glv sch40 Pipe | 6" | na | na | Galvanized | na | Each | 0 | na | 0 | 0 | 0
4606 | TILD8010B | 9911.68 | 22--3 | 0 | Tild Corrosion Det 8" B s10, Inline Detector Blk sch10 Pipe | 8" | na | na | Black Steel | na | Each | 0 | na | 0 | 0 | 0
4607 | TILD8040B | 9911.68 | 22--3 | 0 | Tild Corrosion Det 8" B s40, Inline Detector Blk sch40 Pipe | 8" | na | na | Black Steel | na | Each | 0 | na | 0 | 0 | 0
4608 | TILD8010G | 9911.68 | 22--3 | 0 | Tild Corrosion Det 8" G s10, Inline Detector Glv sch10 Pipe | 8" | na | na | Galvanized | na | Each | 0 | na | 0 | 0 | 0
4609 | TILD8040G | 9911.68 | 22--3 | 0 | Tild Corrosion Det 8" G s40, Inline Detector Glv sch40 Pipe | 8" | na | na | Galvanized | na | Each | 0 | na | 0 | 0 | 0
4610 | TAVW01 | 2238.09 | 22--4 | 0 | TAV-W o2 Removal Vent Automatic, Oxygen Venting Wet System | na | na | na | na | na | Each | 0 | na | 0 | 0 | 0
4611 | TAVWN01 | 2739.51 | 22--4 | 0 | TAV-WN o2 Vent - n2 Inerting, Includes tnip01 Port | na | na | na | na | na | Each | 0 | na | 0 | 0 | 0
4612 | TNIP01 | 348.6 | 22--4 | 0 | TNIP Nitrogen Inerting Port, for Use With tavw01 | na | na | na | na | na | Each | 0 | na | 0 | 0 | 0
4613 | TRIS01 | 1930.14 | 22--4 | 0 | TRIS Remote Inerting Station, Wet System Inerting | na | na | na | na | na | Each | 0 | na | 0 | 0 | 0
4614 | TNIK01 | 1543.2 | 22--4 | 0 | TNIK n2 Inerting Startup Kit, Wet System Inerting | na | na | na | na | na | Each | 0 | na | 0 | 0 | 0
4615 | TNST01 | 5131 | 22--4 | 0 | TNST-200 Nitrogen Storage Tank, Wet System Inerting | na | na | na | na | na | Each | 0 | na | 0 | 0 | 0
4616 | TNIM01 | 2006.84 | 22--4 | 0 | Tnim n2 Inerting Manifold, Wet System Inerting | na | na | na | na | na | Each | 0 | na | 0 | 0 | 0
4617 | TGSP01 | 424.73 | 22--4 | 0 | Tgsp Gas Sampling Port, Nitrogen Monitoring | na | na | na | na | na | Each | 0 | na | 0 | 0 | 0
4618 | TGSK01 | 1698.89 | 22--4 | 0 | Tgsk Tyco Gas Sampling Kit, Includes thga01 and tpsp01 | na | na | na | na | na | Each | 0 | na | 0 | 0 | 0
4619 | TNIC01 | 11734.2 | 22--4 | 0 | Tnic n2 Interface Controller, Dry-Preaction Systems | na | na | na | na | na | Each | 0 | na | 0 | 0 | 0
4620 | 5036 | 410.99 | C--1 | 0 | Babbitt Valve Chainwheels, Cast Iron Standard | na | na | na | na | na | Each | 0 | na | 0 | 0 | 0
4621 | 5037 | 593.58 | C--1 | 0 | Babbitt Valve Chainwheels, Cast Iron Standard | 1" | na | na | na | na | Each | 0 | na | 0 | 0 | 0
4622 | 5031 | 718.94 | C--1 | 0 | Babbitt Valve Chainwheels, Cast Iron Standard | 1-1/2" | na | na | na | na | Each | 0 | na | 0 | 0 | 0
4623 | 5038 | 948.47 | C--1 | 0 | Babbitt Valve Chainwheels, Cast Iron Standard | 2" | na | na | na | na | Each | 0 | na | 0 | 0 | 0
4624 | 5039 | 1361.17 | C--1 | 0 | Babbitt Valve Chainwheels, Cast Iron Standard | 2-1/2" | na | na | na | na | Each | 0 | na | 0 | 0 | 0
4625 | 5040 | 1580.97 | C--1 | 0 | Babbitt Valve Chainwheels, Cast Iron Standard | 3" | na | na | na | na | Each | 0 | na | 0 | 0 | 0
4626 | 5041A | 2392.64 | C--1 | 0 | Babbitt Valve Chainwheels, Cast Iron Standard | 3-1/2" | na | na | na | na | Each | 0 | na | 0 | 0 | 0
4627 | 5026 | 1421.85 | C--1 | 0 | Epoxy Coated Corrosion Resistant Chainwheel | 1" | na | na | na | na | Each | 0 | na | 0 | 0 | 0
4628 | 5030 | 19.18 | C--1 | 0 | Hot Dipped Gal. Standard Chain | 1" to 2" | na | na | na | na | Each | 0 | na | 0 | 0 | 0
4629 | 5032 | 25.48 | C--1 | 0 | Hot Dipped Gal. Standard Chain | 2-1/2" to 3-1/2" | na | na | na | na | Each | 0 | na | 0 | 0 | 0
4630 | 2228 | 44.37 | C--1 | 0 | United Brass Bronze Valves, Globe Valves, 3-Way | 1/4" | na | na | na | na | Each | 0 | na | 0 | 0 | 0
4631 | 2222 | 65.54 | C--1 | 0 | United Brass Bronze Valves, Globe Valves | 1/2" | na | na | na | na | Each | 0 | na | 0 | 0 | 0
4632 | 2223 | 82.14 | C--1 | 0 | United Brass Bronze Valves, Globe Valves | 3/4" | na | na | na | na | Each | 0 | na | 0 | 0 | 0
4633 | 2224 | 109.91 | C--1 | 0 | United Brass Bronze Valves, Globe Valves | 1" | na | na | na | na | Each | 0 | na | 0 | 0 | 0
4634 | 2225 | 265.32 | C--1 | 0 | United Brass Bronze Valves, Globe Valves | 1-1/4" | na | na | na | na | Each | 0 | na | 0 | 0 | 0
4635 | 2226 | 254.72 | C--1 | 0 | United Brass Bronze Valves, Globe Valves | 1-1/2" | na | na | na | na | Each | 0 | na | 0 | 0 | 0
4636 | 2227 | 359.47 | C--1 | 0 | United Brass Bronze Valves, Globe Valves | 2" | na | na | na | na | Each | 0 | na | 0 | 0 | 0
4637 | 2240 | 71.55 | C--1 | 0 | United Brass Bronze Valves, Swing Checks | 1/2" | na | na | na | na | Each | 0 | na | 0 | 0 | 0
4638 | 2241 | 82.14 | C--1 | 0 | United Brass Bronze Valves, Swing Checks | 3/4" | na | na | na | na | Each | 0 | na | 0 | 0 | 0
4639 | 2242 | 111.62 | C--1 | 0 | United Brass Bronze Valves, Swing Checks | 1" | na | na | na | na | Each | 0 | na | 0 | 0 | 0
4640 | 2243 | 239.55 | C--1 | 0 | United Brass Bronze Valves, Swing Checks | 1-1/4" | na | na | na | na | Each | 0 | na | 0 | 0 | 0
4641 | 2244 | 239.84 | C--1 | 0 | United Brass Bronze Valves, Swing Checks | 1-1/2" | na | na | na | na | Each | 0 | na | 0 | 0 | 0
4642 | 2245 | 269.03 | C--1 | 0 | United Brass Bronze Valves, Swing Checks | 2" | na | na | na | na | Each | 0 | na | 0 | 0 | 0
4643 | 2280 | 80.43 | C--1 | 0 | United Brass Bronze Valves, Ball Valves | 1/2" | na | na | na | na | Each | 0 | na | 0 | 0 | 0
4644 | 2281 | 120.78 | C--1 | 0 | United Brass Bronze Valves, Ball Valves | 3/4" | na | na | na | na | Each | 0 | na | 0 | 0 | 0
4645 | 2284 | 228.39 | C--1 | 0 | United Brass Bronze Valves, Ball Valves | 1" | na | na | na | na | Each | 0 | na | 0 | 0 | 0
4646 | 2296 | 250.72 | C--1 | 0 | United Brass Bronze Valves, Ball Valves | 1-1/4" | na | na | na | na | Each | 0 | na | 0 | 0 | 0
4647 | 2276 | 310.82 | C--1 | 0 | United Brass Bronze Valves, Ball Valves | 1-1/2" | na | na | na | na | Each | 0 | na | 0 | 0 | 0
4648 | 2262 | 411.56 | C--1 | 0 | United Brass Bronze Valves, Ball Valves | 2" | na | na | na | na | Each | 0 | na | 0 | 0 | 0
4649 | 2202 | 103.91 | C--1 | 0 | United Brass Bronze Valves, Angle Valves | 1/2" | na | na | na | na | Each | 0 | na | 0 | 0 | 0
4650 | 2203A | 78.14 | C--1 | 0 | United Brass Bronze Valves, Angle Valves | 3/4" | na | na | na | na | Each | 0 | na | 0 | 0 | 0
4651 | 2204A | 116.77 | C--1 | 0 | United Brass Bronze Valves, Angle Valves | 1" | na | na | na | na | Each | 0 | na | 0 | 0 | 0
4652 | 2205A | 285.06 | C--1 | 0 | United Brass Bronze Valves, Angle Valves | 1-1/4" | na | na | na | na | Each | 0 | na | 0 | 0 | 0
4653 | 2206A | 255.87 | C--1 | 0 | United Brass Bronze Valves, Angle Valves | 1-1/2" | na | na | na | na | Each | 0 | na | 0 | 0 | 0
4654 | 2207 | 306.81 | C--1 | 0 | United Brass Bronze Valves, Angle Valves | 2" | na | na | na | na | Each | 0 | na | 0 | 0 | 0
4655 | 2272 | 463.65 | C--1 | 0 | United Brass Bronze Valves, OS&Y Valves | 1" | na | na | na | na | Each | 0 | na | 0 | 0 | 0
4656 | 2273 | 526.04 | C--1 | 0 | United Brass Bronze Valves, OS&Y Valves | 1-1/4" | na | na | na | na | Each | 0 | na | 0 | 0 | 0
4657 | 2274 | 680.59 | C--1 | 0 | United Brass Bronze Valves, OS&Y Valves | 1-1/2" | na | na | na | na | Each | 0 | na | 0 | 0 | 0
4658 | 2275 | 891.23 | C--1 | 0 | United Brass Bronze Valves, OS&Y Valves | 2" | na | na | na | na | Each | 0 | na | 0 | 0 | 0
4659 | 51009A | 2270.15 | C--2 | 0 | Lansdale Powerball 300 Valves, Slow Close valve with integral tamper switch (300psi) | 1" | na | na | na | 300 psi | Each | 0 | na | 0 | 0 | 0
4660 | 51010A | 1609.59 | C--2 | 0 | Lansdale Powerball 300 Valves, Slow Close valve with integral tamper switch (300psi) | 1-1/4" | na | na | na | 300 psi | Each | 0 | na | 0 | 0 | 0
4661 | 51027A | 1638.21 | C--2 | 0 | Lansdale Powerball 300 Valves, Slow Close valve with integral tamper switch (300psi) Grooved | 1-1/4" | na | na | na | 300 psi | Each | 0 | na | 0 | 0 | 0
4662 | 51011A | 1749.26 | C--2 | 0 | Lansdale Powerball 300 Valves, Slow Close valve with integral tamper switch (300psi) | 1-1/2" | na | na | na | 300 psi | Each | 0 | na | 0 | 0 | 0
4663 | 51024A | 1871.75 | C--2 | 0 | Lansdale Powerball 300 Valves, Slow Close valve with integral tamper switch (300psi) Grooved | 1-1/2" | na | na | na | 300 psi | Each | 0 | na | 0 | 0 | 0
4664 | 51012A | 1979.36 | C--2 | 0 | Lansdale Powerball 300 Valves, Slow Close valve with integral tamper switch (300psi) | 2" | na | na | na | 300 psi | Each | 0 | na | 0 | 0 | 0
4665 | 51021A | 2105.29 | C--2 | 0 | Lansdale Powerball 300 Valves, Slow Close valve with integral tamper switch, Grooved (300psi) | 2" | na | na | na | 300 psi | Each | 0 | na | 0 | 0 | 0
4666 | 51013A | 2434.99 | C--2 | 0 | Lansdale Powerball 300 Valves, Slow Close valve with integral tamper switch (300psi) | 2-1/2" | na | na | na | 300 psi | Each | 0 | na | 0 | 0 | 0
4667 | 51012LF | 2381.19 | C--2 | 0 | Lansdale Powerball 300 Valves, Lead Free, Slow Close valve with integral tamper switch (300psi) | 2" | na | na | Lead Free | 300 psi | Each | 0 | na | 0 | 0 | 0
4668 | 46-005-1-002 | POA | C--2 | 0 | 1/4" Gauge Test Valves | 1/4" | na | na | na | na | Each | 0 | na | 0 | 0 | 0
4669 | 23539 | 64.4 | C--2 | 0 | Trim Valves, Globe Valves, 3-Way 1/4" | 1/4" | na | na | na | na | Each | 0 | na | 0 | 0 | 0
4670 | 23540 | 74.42 | C--2 | 0 | Trim Valves, Globe Valves, 1/2" Globe | 1/2" | na | na | na | na | Each | 0 | na | 0 | 0 | 0
4671 | 46-047-1-004 | POA | C--2 | 0 | Trim Valves, Globe Valves, 1/2" Globe | 1/2" | na | na | na | na | Each | 0 | na | 0 | 0 | 0
4672 | 23541 | 97.31 | C--2 | 0 | Trim Valves, Globe Valves, 3/4" Globe | 3/4" | na | na | na | na | Each | 0 | na | 0 | 0 | 0
4673 | 23542 | 210.36 | C--2 | 0 | Trim Valves, Globe Valves, 1" Globe | 1" | na | na | na | na | Each | 0 | na | 0 | 0 | 0
4674 | 23543 | 228.39 | C--2 | 0 | Trim Valves, Globe Valves, 1-1/4" Globe | 1-1/4" | na | na | na | na | Each | 0 | na | 0 | 0 | 0
4675 | 23544 | 317.11 | C--2 | 0 | Trim Valves, Globe Valves, 1-1/2" Globe | 1-1/2" | na | na | na | na | Each | 0 | na | 0 | 0 | 0
4676 | 23545 | 435.03 | C--2 | 0 | Trim Valves, Globe Valves, 2" Globe | 2" | na | na | na | na | Each | 0 | na | 0 | 0 | 0
4677 | 23552 | 66.12 | C--2 | 0 | Trim Valves, Swing Checks | 1/2" | na | na | na | na | Each | 0 | na | 0 | 0 | 0
4678 | 46-049-1-004 | POA | C--2 | 0 | Trim Valves, Swing Checks | 1/2" | na | na | Bronze | na | Each | 0 | na | 0 | 0 | 0
4679 | 23553 | 85.29 | C--2 | 0 | Trim Valves, Swing Checks | 3/4" | na | na | na | na | Each | 0 | na | 0 | 0 | 0
4680 | 23554 | 118.49 | C--2 | 0 | Trim Valves, Swing Checks | 1" | na | na | na | na | Each | 0 | na | 0 | 0 | 0
4681 | 23555 | 202.06 | C--2 | 0 | Trim Valves, Swing Checks | 1-1/4" | na | na | na | na | Each | 0 | na | 0 | 0 | 0
4682 | 23556 | 241.56 | C--2 | 0 | Trim Valves, Swing Checks | 1-1/2" | na | na | na | na | Each | 0 | na | 0 | 0 | 0
4683 | 23557 | 381.22 | C--2 | 0 | Trim Valves, Swing Checks | 2" | na | na | na | na | Each | 0 | na | 0 | 0 | 0
4684 | 23532 | 60.11 | C--2 | 0 | Accessories, Ball Valve | 1/4" | na | na | na | na | Each | 0 | na | 0 | 0 | 0
4685 | 23533 | 54.67 | C--2 | 0 | Trim Valves, Ball Valves | 1/2" | na | na | na | na | Each | 0 | na | 0 | 0 | 0
4686 | 46-050-1-004 | 64.11 | C--2 | 0 | Trim Valves, Ball Valves | 1/2" | na | na | na | na | Each | 0 | na | 0 | 0 | 0
4687 | 23534 | 89.3 | C--2 | 0 | Trim Valves, Ball Valves | 3/4" | na | na | na | na | Each | 0 | na | 0 | 0 | 0
4688 | 23535 | 131.66 | C--2 | 0 | Trim Valves, Ball Valves | 1" | na | na | na | na | Each | 0 | na | 0 | 0 | 0
4689 | 23536 | 222.1 | C--2 | 0 | Trim Valves, Ball Valves | 1-1/4" | na | na | na | na | Each | 0 | na | 0 | 0 | 0
4690 | 23537 | 340.58 | C--2 | 0 | Trim Valves, Ball Valves | 1-1/2" | na | na | na | na | Each | 0 | na | 0 | 0 | 0
4691 | 23538 | 746.99 | C--2 | 0 | Trim Valves, Ball Valves | 2" | na | na | na | na | Each | 0 | na | 0 | 0 | 0
4692 | 46-048-1-002 | 202.63 | C--2 | 0 | Trim Valves, Angle Valves | 1/4" | na | na | Bronze | na | Each | 0 | na | 0 | 0 | 0
4693 | 23546 | 99.18 | C--2 | 0 | Trim Valves, Angle Valves | 1/2" | na | na | na | na | Each | 0 | na | 0 | 0 | 0
4694 | 23548 | 186.61 | C--2 | 0 | Trim Valves, Angle Valves | 1" | na | na | na | na | Each | 0 | na | 0 | 0 | 0
4695 | 46-048-1-006 | 342.87 | C--2 | 0 | Trim Valves, Angle Valves | 1" | na | na | Bronze | na | Each | 0 | na | 0 | 0 | 0
4696 | 23549 | 250.72 | C--2 | 0 | Trim Valves, Angle Valves | 1-1/4" | na | na | na | na | Each | 0 | na | 0 | 0 | 0
4697 | 46-048-1-007 | 923.29 | C--2 | 0 | Trim Valves, Angle Valves | 1-1/4" | na | na | Bronze | na | Each | 0 | na | 0 | 0 | 0
4698 | 23550 | 349.74 | C--2 | 0 | Trim Valves, Angle Valves | 1-1/2" | na | na | na | na | Each | 0 | na | 0 | 0 | 0
4699 | 23551 | 530.05 | C--2 | 0 | Trim Valves, Angle Valves | 2" | na | na | na | na | Each | 0 | na | 0 | 0 | 0
4700 | 46-048-1-009 | 594.73 | C--2 | 0 | Trim Valves, Angle Valves | 2" | na | na | Bronze | na | Each | 0 | na | 0 | 0 | 0
4701 | 23481 | 633.65 | C--3 | 0 | Hose Valves & FDC’s, 1-1/2" FT X MT Angle | 1-1/2" | na | na | na | na | Each | 0 | na | 0 | 0 | 0
4702 | 23480 | 1112.18 | C--3 | 0 | Hose Valves & FDC’s, 2-1/2" FT X FT Angle | 2-1/2" | na | na | na | na | Each | 0 | na | 0 | 0 | 0
4703 | 23482 | 929.01 | C--3 | 0 | Hose Valves & FDC’s, 2-1/2" FT X MT Angle | 2-1/2" | na | na | na | na | Each | 0 | na | 0 | 0 | 0
4704 | 23483 | 1207.77 | C--3 | 0 | 2-1/2" Angle Hose Valve Grooved x MNST | na | na | na | na | na | Each | 0 | na | 0 | 0 | 0
4705 | 23529 | 80.14 | C--3 | 0 | Hose Valves & FDC’s Cap with Brass Chain | 1-1/2" | na | na | na | na | Each | 0 | na | 0 | 0 | 0
4706 | 23528 | 137.95 | C--3 | 0 | Hose Valves & FDC’s Cap with Brass Chain | 2-1/2" | na | na | na | na | Each | 0 | na | 0 | 0 | 0
4707 | 23530 | 139.1 | C--3 | 0 | Hose Valves & FDC’s, Hose Valves Reducing Adapter | 2-1/2" | na | na | Brass | na | Each | 0 | na | 0 | 0 | 0
4708 | 23510 | 140.24 | C--3 | 0 | Accessories, Handle for 2-1/2 Hose Valve | na | na | na | na | na | Each | 0 | na | 0 | 0 | 0
4709 | 23531 | 36.07 | C--3 | 0 | Accessories, Hose Valve Plastic Cap/Chrome | 2-1/2" | na | na | na | na | Each | 0 | na | 0 | 0 | 0
4710 | 23564 | 1253.56 | C--3 | 0 | STORZ Equ, 4" x 4" Straight Connection Kit | 4" x 4" | na | na | na | na | Each | 0 | na | 0 | 0 | 0
4711 | 23566 | 1793.91 | C--3 | 0 | STORZ Equ, 4" x 5" Straight Connection Kit | 4" x 5" | na | na | na | na | Each | 0 | na | 0 | 0 | 0
4712 | 23567 | 1746.97 | C--3 | 0 | STORZ Equ, STORZ 4" x 4" 30-degree Connection Kit | 4" x 4" | na | na | na | na | Each | 0 | na | 0 | 0 | 0
4713 | 23568 | 2550.62 | C--3 | 0 | STORZ Equ, STORZ 4" x 5" 30-degree Connection Kit | 4" x 5" | na | na | na | na | Each | 0 | na | 0 | 0 | 0
4714 | 23478 | 74.99 | C--3 | 0 | Fire Dept. Conn, Fire Dept (Alum.) Sign Rect. | 8" x 4" | na | na | na | na | Each | 0 | na | 0 | 0 | 0
4715 | 23511 | 884.36 | C--3 | 0 | Fire Dept. Conn, (straight) 4" x 2-1/2" | 4" x 2-1/2" | na | na | na | na | Each | 0 | na | 0 | 0 | 0
4716 | 23515 | 1175.71 | C--3 | 0 | Fire Dept. Conn, (90° Angle) 4" x 2-1/2" | 4" x 2-1/2" | na | na | na | na | Each | 0 | na | 0 | 0 | 0
4717 | 23512 | 19.18 | C--3 | 0 | Fire Dept. Conn, Red Plastic Caps | na | na | na | na | na | Each | 0 | w/Bolt & Nut (pair) | 0 | 0 | 0
4718 | 23514 | 72.14 | C--3 | 0 | Fire Dept. Conn, Aluminum Caps w/Bolt & Nut (pair) | na | na | na | na | na | Each | 0 | na | 0 | 0 | 0
4719 | 23516 | 318.83 | C--3 | 0 | Residential Fire Dept Conn, Resid. Fire Dept Conn. | 1-1/2" | na | na | na | na | Each | 0 | na | 0 | 0 | 0
4720 | 2762 | 4283.85 | C--3 | 0 | #3110 HOSE RACK ASSY 11/2 X 11/2 W/100' SJ HOSE COMPLETE | na | na | na | na | na | Each | 0 | na | 0 | 0 | 0
4721 | 27690 | 2927.26 | C--3 | 0 | #3421 21/2X50' Double Jacket Hose with Couplings | 50' | na | na | na | na | Each | 0 | na | 0 | 0 | 0
4722 | 27700 | 3915.22 | C--3 | 0 | #3421 21/2X75' Double Jacket Hose with Couplings | 75’ | na | na | na | na | Each | 0 | na | 0 | 0 | 0
4723 | 27930 | 433.88 | C--3 | 0 | Hose Valves, #5025 Angle Valve, Female x Female | 2-1/2" | na | na | Rough Brass | na | Each | 0 | na | 0 | 0 | 0
4724 | 27960 | 1092.14 | C--3 | 0 | Pressure Restricting Hose Valves, Female x Male | 1-1/2" | na | na | Rough Brass | na | Each | 0 | #5050 1-1/2" Angle, Female x Male | 0 | 0 | 0
4725 | 2740 | 157.41 | C--3 | 0 | RACK NIPPLE NST CB 1 1/2" | na | na | na | na | na | Each | 0 | na | 0 | 0 | 0
4726 | 2741 | 524.9 | C--3 | 0 | RACK NIPPLE NST CB 2 1/2 | na | na | na | na | na | Each | 0 | na | 0 | 0 | 0
4727 | 23526 | 95.02 | C--3 | 0 | Plug & Chain 2-1/2" NST Alum | na | na | na | na | na | Each | 0 | na | 0 | 0 | 0
4728 | 28140 | 406.98 | C--4 | 0 | #6345 FDC S.I 11/2 RB W/ PLATE & PLUG (CROKER) | na | na | na | na | na | Each | 0 | na | 0 | 0 | 0
4729 | 28155 | 812.81 | C--4 | 0 | Fire Dept. Inlet Conn. Single Inlet, | 2-1/2" | na | na | Rough Brass | na | Each | 0 | #6341 2-1/2" w/Plate & Plug | 0 | 0 | 0
4730 | 28225 | 2604.42 | C--4 | 0 | #6420 Double Clapper,Angle | 4" x 2-1/2" x 2-1/2" | na | na | Rough Brass | na | Each | 0 | na | 0 | 0 | 0
4731 | 28255 | 338.29 | C--4 | 0 | #6760 4" Round Wall Plate | 4" | na | na | Rough Brass | na | Each | 0 | na | 0 | 0 | 0
4732 | 28285 | 81.29 | C--4 | 0 | #6766 4" Round Wall Plate, Aluminum | 4" | na | na | Aluminum | na | Each | 0 | na | 0 | 0 | 0
4733 | 28275 | 1104.16 | C--4 | 0 | #6764 6"RND WALL PLATE PB (CROKER) | 6" | na | na | na | na | Each | 0 | na | 0 | 0 | 0
4734 | 2758 | 860.32 | C--4 | 0 | CROKR WALLPLATE AUTO SPRK RND 6" RB (CROKER #6764) | 6" | na | na | na | na | Each | 0 | na | 0 | 0 | 0
4735 | 28295 | 295.36 | C--4 | 0 | #6747 Plug & Chain | 2-1/2" | na | na | Rough Brass | na | Each | 0 | na | 0 | 0 | 0
4736 | 20299 | 357.18 | C--4 | 0 | M7000 RELIEF Valve 175PSI 1/2 (AGF) | na | na | na | na | na | Each | 0 | na | 0 | 0 | 0
4737 | 28215 | 7238.58 | C--4 | 0 | SIAM STR 6"X21/2"X21/2 PB DC, (CROKER #6412) | na | na | na | na | na | Each | 0 | na | 0 | 0 | 0
4738 | 28200 | 3654.21 | C--4 | 0 | SIAM STR 4"X21/2"X21/2 PB DC, (CROKER #6410) | na | na | na | na | na | Each | 0 | na | 0 | 0 | 0
4739 | 28100 | 10125.76 | C--4 | 0 | FDC FL 6X21/2X21/2 STR PB ASSY (CROKER #6020) | na | na | na | na | na | Each | 0 | na | 0 | 0 | 0
4740 | 28115 | 11217.9 | C--4 | 0 | FDC FL 6X21/2X21/2 ANG PB ASSY (CROKER #6021) | na | na | na | na | na | Each | 0 | na | 0 | 0 | 0
4741 | 2757 | 5952.96 | C--4 | 0 | CRK DC 'Y' SIAM 6X21/2 RB AUTO SPRK (CROKER #6412) | na | na | na | na | na | Each | 0 | na | 0 | 0 | 0
4742 | 2759 | 1711.48 | C--4 | 0 | CROKER CHECK VALVE MXF4" | na | na | na | na | na | Each | 0 | na | 0 | 0 | 0
4743 | 20305 | 1540.91 | C--4 | 0 | AGF #1000 3/4 X1/2 TEST& DRAIN | na | na | na | na | na | Each | 0 | na | 0 | 0 | 0
4744 | 20287 | 1543.2 | C--4 | 0 | AGF #1000 1"X1/2" TEST & DRAIN | na | na | na | na | na | Each | 0 | na | 0 | 0 | 0
4745 | 20291 | 1862.59 | C--4 | 0 | AGF #1000 11/4" X 1/2" TEST & DRAIN | na | na | na | na | na | Each | 0 | na | 0 | 0 | 0
4746 | 20292 | 3271.28 | C--4 | 0 | AGF #1011 TEST & DRAIN 1" | na | na | na | na | na | Each | 0 | na | 0 | 0 | 0
4747 | 20289 | 3986.2 | C--4 | 0 | AGF TEST & DRAIN 11/2" | na | na | na | na | na | Each | 0 | na | 0 | 0 | 0
4748 | 20288 | 4900.89 | C--4 | 0 | AGF TEST & DRAIN 2" | na | na | na | na | na | Each | 0 | na | 0 | 0 | 0
4749 | 20296 | 1808.79 | C--4 | 0 | AGF # 1011 3/4" X 1/2" TEST & DRAIN | na | na | na | na | na | Each | 0 | na | 0 | 0 | 0
4750 | 20295 | 2386.91 | C--4 | 0 | AGF 1X1/2 TEST&DRAIN W/REL VAL | na | na | na | na | na | Each | 0 | na | 0 | 0 | 0
4751 | 20311 | 2433.85 | C--4 | 0 | AGF #1011-A 1" X 17/32 TEST & DRAIN W/ PRESSURE RELIEF VALVE | na | na | na | na | na | Each | 0 | na | 0 | 0 | 0
4752 | 20312 | 2665.1 | C--4 | 0 | 1 1/4'TST/DRN W /5/8 ORIF(ELO) #1011 TEST & DRAIN | na | na | na | na | na | Each | 0 | na | 0 | 0 | 0
4753 | 20306 | 3716.03 | C--4 | 0 | AGF #1011 TEST& DRAIN 11/2" W/ RELIEF VALVE | na | na | na | na | na | Each | 0 | na | 0 | 0 | 0
4754 | 20290 | 3542.02 | C--4 | 0 | 2" AGF #1011 TEST & DRAIN W/ 1/2" PRV | na | na | na | na | na | Each | 0 | na | 0 | 0 | 0
4755 | 20309 | 3629.02 | C--4 | 0 | AGF #1011 2" X 3/4" TEST & DRAIN | na | na | na | na | na | Each | 0 | na | 0 | 0 | 0
4756 | 20300 | 2666.24 | C--4 | 0 | AGF #1011T TEST& DRAIN 3/4" W/ BY-PASS | na | na | na | na | na | Each | 0 | na | 0 | 0 | 0
4757 | 20301 | 2701.73 | C--4 | 0 | AGF #1011T TEST& DRAIN 1" W/ BY-PASS | na | na | na | na | na | Each | 0 | na | 0 | 0 | 0
4758 | 20302 | 3050.9 | C--4 | 0 | AGF #1011T TEST&DRAIN 11/4" W/ BY-PASS | na | na | na | na | na | Each | 0 | na | 0 | 0 | 0
4759 | 20294 | 1118.47 | C--4 | 0 | AGF #M3011A INSP.TEST 1" W/ PRESSURE RELIEF VALVE | na | na | na | na | na | Each | 0 | na | 0 | 0 | 0
4760 | 61320 | 102.18 | C--5 | 0 | Adjustable Fog Nozzles, Polycarbonate Fog Nozzle | 1-1/2" | na | na | na | na | Each | 0 | #3714 | 0 | 0 | 0
4761 | 6109 | 526.04 | C--5 | 0 | Hose Valves, #5020 1-1/2" FxF Angle Hose Valve | 1-1/2" | na | na | na | na | Each | 0 | na | 0 | 0 | 0
4762 | 61550 | 946.18 | C--5 | 0 | Fire Dept. Inlet Conn. Single Inlet | 2-1/2" | na | na | na | na | Each | 0 | #6014 2-1/2" RB FDC w/Plate & Plug | 0 | 0 | 0
4763 | 6153 | 1080.12 | C--5 | 0 | Fire Dept. Inlet Conn. Projecting Type | 4" x 2-1/2" x 2-1/2" | na | na | na | na | Each | 0 | #6314 4" x 2-1/2" x 2-1/2" SC FDC Straight | 0 | 0 | 0
4764 | 6154 | 1216.93 | C--5 | 0 | Fire Dept. Inlet Conn. Projecting Type | 4" x 2-1/2" x 2-1/2" | na | na | na | na | Each | 0 | #6315 4" x 2-1/2" x 2-1/2" SC FDC Angle | 0 | 0 | 0
4765 | 6155 | 2920.39 | C--5 | 0 | Fire Dept. Inlet Conn., RB DC FDC Straight, | na | na | na | na | na | Each | 0 | Projecting Type | 0 | 0 | 0
4766 | 61625 | 102.18 | C--5 | 0 | Fire Dept. Inlet Conn. Projecting Type | 4" | na | na | na | na | Each | 0 | #6454 Aluminum 4" Round Wall Plate | 0 | 0 | 0
4767 | 61460 | 7293.53 | C--5 | 0 | Fire Dept. Inlet Conn. Flush Wall Type | 6" x 2-1/2" x 2-1/2" | na | na | na | na | Each | 0 | #6027 6" x 2-1/2" x 2-1/2" RB FDC FL Straight | 0 | 0 | 0
4768 | 61465 | 7884.24 | C--5 | 0 | Fire Dept. Inlet Conn. Flush Wall Type | 6" x 2-1/2" x 2-1/2" | na | na | na | na | Each | 0 | PB FDC FL Straight, #6027-B 6" x 2-1/2" x 2-1/2" | 0 | 0 | 0
4769 | 61490 | 10470.35 | C--5 | 0 | Fire Dept. Inlet Conn. Flush Wall Type | 6" x 2-1/2" x 2-1/2" | na | na | na | na | Each | 0 | #6028 6" x 2-1/2" x 2-1/2" RB FDC FL Angle | 0 | 0 | 0
4770 | 61495 | 11056.48 | C--5 | 0 | Fire Dept. Inlet Conn. Flush Wall Type | 6" x 2-1/2" x 2-1/2" | na | na | na | na | Each | 0 | #6028-B 6" x 2-1/2" x 2-1/2" PB FDC FL Angle | 0 | 0 | 0
4771 | 61500 | 12237.92 | C--5 | 0 | Fire Dept. Inlet Conn. Flush Wall Type | 6" x 2-1/2" x 2-1/2" | na | na | na | na | Each | 0 | #6028-D 6" x 2-1/2" x 2-1/2" PC FDC FL Angle | 0 | 0 | 0
4772 | 61525 | 12833.21 | C--5 | 0 | Fire Dept. Inlet Conn. Flush Wall Type | 6" x 2-1/2" x 2-1/2" | na | na | na | na | Each | 0 | #6029-B 6" x 2-1/2" x 2-1/2" PB FDC Top Feed | 0 | 0 | 0
4773 | 61530 | 14000.91 | C--5 | 0 | Fire Dept. Inlet Conn. Flush Wall Type | 6" x 2-1/2" x 2-1/2" | na | na | na | na | Each | 0 | #6029-D 6" x 2-1/2" x 2-1/2" PC FDC Top Feed | 0 | 0 | 0
4774 | 65561 | 7142.41 | C--5 | 0 | #6556B FDC 6X2.5 3-WAY PB HYDRANT, W/CP & CH *WPLT (HYDRANT) | na | na | na | na | na | Each | 0 | na | 0 | 0 | 0
4775 | 63752 | 5555.72 | C--5 | 0 | #3752 1-1/2 SG NOZZLE ALUM FLOW 30-60-95-125 GPM | na | na | na | na | na | Each | 0 | na | 0 | 0 | 0
4776 | 63756 | 6922.61 | C--5 | 0 | #3756 2-1/2 SG NOZZLE ALUM FLOW 95-125-200-250 GPM | na | na | na | na | na | Each | 0 | na | 0 | 0 | 0
4777 | 65630 | 3277.57 | C--5 | 0 | #5630 2-1/2 WYUE SWVL F X (2) 1-1/2M MUNICIPAL Valve | na | na | na | na | na | Each | 0 | na | 0 | 0 | 0
4778 | 21535 | 617.62 | C--5 | 0 | PLT-12-M1 EXPANSION TANK 4.5 GALLON | na | na | na | na | na | Each | 0 | na | 0 | 0 | 0
4779 | 21536 | 1689.73 | C--5 | 0 | PLT-20-M1 EPANSION TANK 8.5 GALLON | na | na | na | na | na | Each | 0 | na | 0 | 0 | 0
4780 | 21537 | 2074.38 | C--5 | 0 | PLT-35-M1 EXPANSION TANK 14 GALLON | na | na | na | na | na | Each | 0 | na | 0 | 0 | 0
4781 | 205530 | 39896.28 | D--1 | 0 | Model Maxim M200 With FxG OS&Y Valve | 6" | na | Lead Free | na | na | Each | 0 | na | 0 | 0 | 0
4782 | 205521 | 37194.56 | D--1 | 0 | Model Maxim M200 W/ Grooved Butterfly Valve | 4" | na | Lead Free | na | na | Each | 0 | na | 0 | 0 | 0
4783 | 205531 | 77377.04 | D--1 | 0 | Model Maxim M200 W/ Grooved Butterfly Valve | 6" | na | Lead Free | na | na | Each | 0 | na | 0 | 0 | 0
4784 | 208340 | 45231.05 | D--1 | 0 | Maxim M300 DCDA With FxG OS&Y Valve, (CFM Meter) | 4" | na | na | na | na | Each | 0 | na | 0 | 0 | 0
4785 | 21012FP | 6423.48 | D--1 | 0 | 2000B-FP DCA W/ GEAR OP BV 1" | na | na | na | na | na | Each | 0 | na | 0 | 0 | 0
4786 | 21014FP | 10078.82 | D--1 | 0 | 2000B-FP DCA W/ GEAR OP BV 1-1/2" | na | na | na | na | na | Each | 0 | na | 0 | 0 | 0
4787 | 21015FP | 14619.1 | D--1 | 0 | 2000B-FP DCA W/ GEAR OP BV 2" | na | na | na | na | na | Each | 0 | na | 0 | 0 | 0
4788 | 21012 | 2082.4 | D--1 | 0 | #2000B Brass Dbl. Check Assembly (Less Ball Valve) | 1" | na | na | na | na | Each | 0 | na | 0 | 0 | 0
4789 | 21013 | 4260.95 | D--1 | 0 | #2000B Brass Dbl. Check Assembly (Less Ball Valve) | 1-1/4" | na | na | na | na | Each | 0 | na | 0 | 0 | 0
4790 | 21014 | 6956.39 | D--1 | 0 | #2000B Brass Dbl. Check Assembly (Less Ball Valve) | 1-1/2" | na | na | na | na | Each | 0 | na | 0 | 0 | 0
4791 | 21015 | 4865.4 | D--1 | 0 | #2000B Brass Dbl. Check Assembly (Less Ball Valve) | 2" | na | na | na | na | Each | 0 | na | 0 | 0 | 0
4792 | 21012LF | 1931.28 | D--1 | 0 | #2000B Brass Dbl. Check Assembly (Less Ball Valve) | 1" | na | Lead Free | na | na | Each | 0 | na | 0 | 0 | 0
4793 | 21018FP | 8160.14 | D--1 | 0 | 4000B-FP RP W/ GOBV 1" | na | na | na | na | na | Each | 0 | na | 0 | 0 | 0
4794 | 21022FP | 13863.53 | D--1 | 0 | 4000B-FP RP W/ GOBV 2" | na | na | na | na | na | Each | 0 | na | 0 | 0 | 0
4795 | 21019 | 5707.98 | D--1 | 0 | #4000B Brass Reduced Pressure Backflow Assembly | 1-1/4" | na | na | na | na | Each | 0 | (w/Ball Valve) | 0 | 0 | 0
4796 | 21021 | 6200.24 | D--1 | 0 | #4000B Brass Reduced Pressure Backflow Assembly | 1-1/2" | na | na | na | na | Each | 0 | (w/Ball Valve) | 0 | 0 | 0
4797 | 21022 | 6667.32 | D--1 | 0 | #4000B Brass Reduced Pressure Backflow Assembly | 2" | na | na | na | na | Each | 0 | (w/Ball Valve) | 0 | 0 | 0
4798 | 20553 | 36542.02 | D--1 | 0 | #2000 SS Dbl Check Backflow Assm (Less Gate Valve) | 6" | na | Lead Free | na | na | Each | 0 | na | 0 | 0 | 0
4799 | 20719 | 78659.21 | D--1 | 0 | #2000 SS Dbl Check Backflow Assm (Less Gate Valve) | 8" | na | Lead Free | na | na | Each | 0 | na | 0 | 0 | 0
4800 | 20732 | 29890.73 | D--1 | 0 | #3000 SS Dbl. Check Detector Backflow Assembly | 6" | na | na | na | na | Each | 0 | (Less Gate Valves) | 0 | 0 | 0
4801 | 20559 | 56347.06 | D--1 | 0 | #3000 SS Dbl. Check Detector Backflow Assembly | 6" | na | na | na | na | Each | 0 | (w/OS&Y Valve) | 0 | 0 | 0
4802 | 20561 | 113323.76 | D--1 | 0 | #3000 SS Dbl. Check Detector Backflow Assembly | 10" | na | na | na | na | Each | 0 | (w/OS&Y Valve) | 0 | 0 | 0
4803 | 20759 | 20377.44 | D--1 | 0 | #4000 SS Red. Pressure Backflow Prevention Assm. | 4" | na | Lead Free | na | na | Each | 0 | (Less Gate Valves) | 0 | 0 | 0
4804 | 20767 | 22083.2 | D--1 | 0 | #4000 SS, Red. Pressure Backflow Prevention Assm | 2-1/2" | na | Lead Free | na | na | Each | 0 | (w/OS&Y Valve) | 0 | 0 | 0
4805 | 20771 | 91744.28 | D--1 | 0 | #4000 SS, Red. Pressure Backflow Prevention Assm | 8" | na | Lead Free | na | na | Each | 0 | (w/OS&Y Valve) | 0 | 0 | 0
4806 | 207881 | 1087.56 | D--1 | 0 | Maxim/Colt Air Gap Drain | 2-1/2" - 10" | na | na | na | na | Each | 0 | na | 0 | 0 | 0
4807 | 20857 | 26456.33 | D--1 | 0 | *ATG Test Kit A3-1189 | na | na | na | na | na | Each | 0 | na | 0 | 0 | 0
4808 | 205522 | 19942.42 | D--1 | 0 | #C200 Dbl. Check Assembly, (w/ FxG O.S.&Y. Valves) | 4" | na | Lead Free | na | na | Each | 0 | na | 0 | 0 | 0
4809 | 207192 | 51744.96 | D--1 | 0 | #C200 Dbl. Check Assembly, (w/ FxG O.S.&Y. Valves) | 8" | na | Lead Free | na | na | Each | 0 | na | 0 | 0 | 0
4810 | 205503 | 30497.48 | D--1 | 0 | #C200 Dbl Check Assembly (w/Grooved Butterfly Vlv) | 2-1/2" | na | Lead Free | na | na | Each | 0 | na | 0 | 0 | 0
4811 | 205513 | 26410.55 | D--1 | 0 | #C200 Dbl Check Assembly (w/Grooved Butterfly Vlv) | na | na | Lead Free | na | na | Each | 0 | na | 0 | 0 | 0
4812 | 205523 | 20262.96 | D--1 | 0 | #C200 Dbl Check Assembly (w/Grooved Butterfly Vlv) | 4" | na | Lead Free | na | na | Each | 0 | na | 0 | 0 | 0
4813 | 205533 | 33737.26 | D--1 | 0 | #C200 Dbl Check Assembly (w/Grooved Butterfly Vlv) | 6" | na | Lead Free | na | na | Each | 0 | na | 0 | 0 | 0
4814 | 207193 | 55992.17 | D--1 | 0 | #C200 Dbl Check Assembly (w/Grooved Butterfly Vlv) | 8" | na | Lead Free | na | na | Each | 0 | na | 0 | 0 | 0
4815 | 205582 | 29295.44 | D--1 | 0 | C300 Dbl. Chk Detector Assembly (w/FxG OS&Y Valve) | 4" | na | na | na | na | Each | 0 | na | 0 | 0 | 0
4816 | 205583 | 28620 | D--1 | 0 | #C300 Dbl. Check Detector Assembly | 4" | na | na | na | na | Each | 0 | (w/Grooved Butterfly Valves) | 0 | 0 | 0
4817 | 205593 | 47566.44 | D--1 | 0 | #C300 Dbl. Check Detector Assembly | 6" | na | na | na | na | Each | 0 | (w/Grooved Butterfly Valves) | 0 | 0 | 0
4818 | 207702 | 39964.97 | D--1 | 0 | #C400 Reduced Pressure Assembly (w/FxG OS&Y Valve) | 6" | na | na | na | na | Each | 0 | na | 0 | 0 | 0
4819 | 207693 | 31745.31 | D--1 | 0 | C400N W/BFV 4", LF | 4" | na | na | na | na | Each | 0 | na | 0 | 0 | 0
4820 | 208382 | 86398.06 | D--1 | 0 | #C500 Reduced Pressure Detector Assembly | 8" | na | na | na | na | Each | 0 | (w/FxG OS&Y Valve) | 0 | 0 | 0
4821 | 90710 | 3394.34 | D--2 | 0 | FE #611 FXF Valve SET 2-1/2" | na | na | na | na | na | Each | 0 | na | 0 | 0 | 0
4822 | 90711 | 3586.66 | D--2 | 0 | FE #611 FXFR Valve SETTER 3" | 3" | na | na | na | na | Each | 0 | na | 0 | 0 | 0
4823 | 90715 | 11734.2 | D--2 | 0 | FE #611 FXF Valve SETTER 10" | 10" | na | na | na | na | Each | 0 | na | 0 | 0 | 0
4824 | 90717 | 3586.66 | D--2 | 0 | FE #611 MJ XFL Valve SET 3" | 3" | na | na | na | na | Each | 0 | na | 0 | 0 | 0
4825 | 90718 | 5903.74 | D--2 | 0 | FE #611 MJXFL Valve SET 6" | 6" | na | na | na | na | Each | 0 | na | 0 | 0 | 0
4826 | 90719 | 7891.11 | D--2 | 0 | FE #611 MJXFL Valve SET 8" | 8" | na | na | na | na | Each | 0 | na | 0 | 0 | 0
4827 | 90723 | 20137.04 | D--2 | 0 | FE #800 DET CHECK ASSY 8" | 8" | na | na | na | na | Each | 0 | na | 0 | 0 | 0
4828 | 90724 | 31138.56 | D--2 | 0 | FE #800 DET CHECK ASSY 10 | 10" | na | na | na | na | Each | 0 | na | 0 | 0 | 0
4829 | 3501401 | 25689.32 | D--2 | 0 | Model 350ADA Double Check Detector (w/ O.S.&Y. Valves, FxG) | 4" | 350ADAG DCDA W/FXG OSY 4(CFM) | na | na | na | Each | 0 | na | 0 | 0 | 0
4830 | 350230 | 16004.31 | D--2 | 0 | 350DAL DCDA Backflow 3" W/O GATES | 3" | na | na | na | na | Each | 0 | na | 0 | 0 | 0
4831 | 3751600 | 42872.76 | D--2 | 0 | Model 375 Reduced Pressure Principle (w/ O.S.&Y. Valves, FxG) | 6" | 375A RPA W/FXG OSY VLV 6" | na | na | na | Each | 0 | na | 0 | 0 | 0
4832 | 31007 | 16691.19 | D--2 | 0 | WBR BUILDING RISER 8" POXGR, W/END CAP | na | na | na | na | na | Each | 0 | na | 0 | 0 | 0
4833 | 73070 | 655.98 | D--2 | 0 | AG-4 AIR GAP 3/4-1" | na | na | na | na | na | Each | 0 | na | 0 | 0 | 0
4834 | 73083 | 1112.75 | D--2 | 0 | AG-6 AIR GAP DRAIN 3" NPT OUTLET, 375&475 2-1/2-6" | na | na | na | na | na | Each | 0 | na | 0 | 0 | 0
4835 | 20616 | 3623.3 | D--3 | 0 | #007 QT Dbl. Check Backflow, Small Backflow Preventors | 1-1/2" | na | na | na | na | Each | 0 | Watts Regulator, #007 QT (w/Ball Valve) | 0 | 0 | 0
4836 | 20608 | 370.35 | D--3 | 0 | #530C CALIBRATED PRESSURE Valve 1/2 | na | na | na | na | na | Each | 0 | na | 0 | 0 | 0
4837 | 21608 | 20984.19 | D--3 | 0 | #774 DCDA-LF Double Check BACKFLOW 4", LESS GATE VALVES | na | na | na | na | na | Each | 0 | na | 0 | 0 | 0
4838 | 21609 | 30188.38 | D--3 | 0 | #774 DCDA-LF Double Check BACKFLOW 6", LESS GATE VALVES | na | na | na | na | na | Each | 0 | na | 0 | 0 | 0
4839 | 21611 | 74881.37 | D--3 | 0 | #774 DCDA-LF Double Check BACKFLOW 10", LESS GATE VALVES | na | na | na | na | na | Each | 0 | na | 0 | 0 | 0
4840 | 21605 | 62483.19 | D--3 | 0 | #774-LF Double Check BACKFLOW 10", LESS GATE VALVES | na | na | na | na | na | Each | 0 | na | 0 | 0 | 0
4841 | 19806600 | 299.94 | D--3 | 0 | Pressure Relief Valve, 175 psi (FP#53L) | na | na | na | na | na | Each | 0 | na | 0 | 0 | 0
4842 | 20463 | 4693.68 | D--3 | 0 | TK-7 Test kit | na | na | na | na | na | Each | 0 | na | 0 | 0 | 0
4843 | 20447 | 7537.37 | D--3 | 0 | #009 QT-S Backflow 1-1/4" | na | na | na | na | na | Each | 0 | na | 0 | 0 | 0
4844 | 20440 | 8257.45 | D--3 | 0 | #009 QT - S Backflow 1-1/2" | na | na | na | na | na | Each | 0 | na | 0 | 0 | 0
4845 | 251100 | 17.18 | F--1 | 0 | SCI Coop-Let F.T. 1/2" x 1"-1 1/2" | 1/2" x 1"-1-1/2" | na | na | na | na | Each | 0 | na | 0 | 0 | 0
4846 | 251120 | 17.18 | F--1 | 0 | SCI Coop-Let F.T. 1/2" x 2"-2 1/2" | 1/2" x 2"-2-1/2" | na | na | na | na | Each | 0 | na | 0 | 0 | 0
4847 | 251130 | 17.18 | F--1 | 0 | SCI Coop-Let F.T. 1/2" x 3" - 8" | 1/2" x 3" - 8" | na | na | na | na | Each | 0 | na | 0 | 0 | 0
4848 | 251140 | 17.18 | F--1 | 0 | SCI Coop-Let F.T. 3/4" x 1"-1 1/2" | 3/4" x 1"-1-1/2" | na | na | na | na | Each | 0 | na | 0 | 0 | 0
4849 | 251150 | 17.18 | F--1 | 0 | SCI Coop-Let F.T. 3/4" x 2"-2 1/2" | 3/4" x 2"-2 1/2" | na | na | na | na | Each | 0 | na | 0 | 0 | 0
4850 | 251180 | 24.05 | F--1 | 0 | SCI Coop-Let F.T. 1" x 1 1/4"-1 1/2" | 1" x 1-1/4"-1-1/2" | na | na | na | na | Each | 0 | na | 0 | 0 | 0
4851 | 251200 | 24.05 | F--1 | 0 | SCI Coop-Let F.T. 1" x 2 1/2" | 1" x 2 1/2" | na | na | na | na | Each | 0 | na | 0 | 0 | 0
4852 | 251210 | 24.05 | F--1 | 0 | SCI Coop-Let F.T. 1" x 3" - 4" | 1" x 3" - 4" | na | na | na | na | Each | 0 | na | 0 | 0 | 0
4853 | 251230 | 37.5 | F--1 | 0 | SCI Coop-Let F.T. 1 1/4" x 1 1/2" | 1-1/4" x 1-1/2" | na | na | na | na | Each | 0 | na | 0 | 0 | 0
4854 | 251240 | 37.5 | F--1 | 0 | SCI Coop-Let F.T. 1 1/4" x 2" | 1-1/4" x 2" | na | na | na | na | Each | 0 | na | 0 | 0 | 0
4855 | 251250 | 37.5 | F--1 | 0 | SCI Coop-Let F.T. 1 1/4" x 2 1/2" | 1-1/4" x 2 1/2" | na | na | na | na | Each | 0 | na | 0 | 0 | 0
4856 | 251260 | 37.5 | F--1 | 0 | SCI Coop-Let F.T. 1 1/4" x 3" - 4" | 1-1/4" x 3" - 4" | na | na | na | na | Each | 0 | na | 0 | 0 | 0
4857 | 251270 | 37.5 | F--1 | 0 | SCI Coop-Let F.T. 1 1/4" x 5" - 8" | 1-1/4" x 5" - 8" | na | na | na | na | Each | 0 | na | 0 | 0 | 0
4858 | 251280 | 47.8 | F--1 | 0 | SCI Coop-Let F.T. 1 1/2" x 2" | 1-1/2" x 2" | na | na | na | na | Each | 0 | na | 0 | 0 | 0
4859 | 251290 | 47.8 | F--1 | 0 | SCI Coop-Let F.T. 1 1/2" x 2 1/2" | 1-1/2" x 2 1/2" | na | na | na | na | Each | 0 | na | 0 | 0 | 0
4860 | 251300 | 47.8 | F--1 | 0 | SCI Coop-Let F.T. 1 1/2" x 3" | 1-1/2" x 3" | na | na | na | na | Each | 0 | na | 0 | 0 | 0
4861 | 251310 | 47.8 | F--1 | 0 | SCI Coop-Let F.T. 1 1/2" x 4"- 5" | 1-1/2" x 4"- 5" | na | na | na | na | Each | 0 | na | 0 | 0 | 0
4862 | 251320 | 47.8 | F--1 | 0 | SCI Coop-Let F.T. 1 1/2" x 6"- 8" | 1-1/2" x 6"- 8" | na | na | na | na | Each | 0 | na | 0 | 0 | 0
4863 | 251330 | 63.26 | F--1 | 0 | SCI Coop-Let F.T. 2" x 2 1/2" | 2" x 2 1/2" | na | na | na | na | Each | 0 | na | 0 | 0 | 0
4864 | 251340 | 63.26 | F--1 | 0 | SCI Coop-Let F.T. 2" x 3" | 2" x 3" | na | na | na | na | Each | 0 | na | 0 | 0 | 0
4865 | 251350 | 63.26 | F--1 | 0 | SCI Coop-Let F.T. 2" x 4"- 5" | 2" x 4"- 5" | na | na | na | na | Each | 0 | na | 0 | 0 | 0
4866 | 251360 | 63.26 | F--1 | 0 | SCI Coop-Let F.T. 2" x 6"- 8" | 2" x 6"- 8" | na | na | na | na | Each | 0 | na | 0 | 0 | 0
4867 | 251370 | 106.76 | F--1 | 0 | SCI Coop-Let F.T. 2 1/2" x 3" | 2 1/2" x 3" | na | na | na | na | Each | 0 | na | 0 | 0 | 0
4868 | 251380 | 106.76 | F--1 | 0 | SCI Coop-Let F.T. 2 1/2" x 4" | 2 1/2" x 4" | na | na | na | na | Each | 0 | na | 0 | 0 | 0
4869 | 251400 | 106.76 | F--1 | 0 | SCI Coop-Let F.T. 2 1/2" x 8" | 2 1/2" x 8" | na | na | na | na | Each | 0 | na | 0 | 0 | 0
4870 | 251410 | 205.5 | F--1 | 0 | SCI Coop-Let F.T. 3" x 4" | 3" x 4" | na | na | na | na | Each | 0 | na | 0 | 0 | 0
4871 | 251430 | 205.5 | F--1 | 0 | SCI Coop-Let F.T. 3" x 8" | 3" x 8" | na | na | na | na | Each | 0 | na | 0 | 0 | 0
4872 | 251440 | 323.98 | F--1 | 0 | SCI Coop-Let F.T. 4" x 6" | 4" x 6" | na | na | na | na | Each | 0 | na | 0 | 0 | 0
4873 | 251450 | 323.98 | F--1 | 0 | SCI Coop-Let F.T. 4" x 8" | 4" x 8" | na | na | na | na | Each | 0 | na | 0 | 0 | 0
4874 | 251460 | 41.5 | F--1 | 0 | SCI Coop-Let Grvd 1 1/4" x 1 1/2" | 1-1/4" x 1-1/2" | na | na | na | na | Each | 0 | na | 0 | 0 | 0
4875 | 251470 | 41.5 | F--1 | 0 | SCI Coop-Let Grvd 1 1/4" x 2" | 1-1/4" x 2" | na | na | na | na | Each | 0 | na | 0 | 0 | 0
4876 | 251490 | 41.5 | F--1 | 0 | SCI Coop-Let Grvd 1 1/4" x 3" | 1-1/4" x 3" | na | na | na | na | Each | 0 | na | 0 | 0 | 0
4877 | 251500 | 41.5 | F--1 | 0 | SCI Coop-Let Grvd 1 1/4" x 4"- 5" | 1-1/4" x 4"- 5" | na | na | na | na | Each | 0 | na | 0 | 0 | 0
4878 | 251510 | 41.5 | F--1 | 0 | SCI Coop-Let Grvd 1 1/4" x 6" | 1-1/4" x 6" | na | na | na | na | Each | 0 | na | 0 | 0 | 0
4879 | 251540 | 48.09 | F--1 | 0 | SCI Coop-Let Grvd 1 1/2" x 2 1/2" | 1-1/2" x 2 1/2" | na | na | na | na | Each | 0 | na | 0 | 0 | 0
4880 | 251550 | 48.09 | F--1 | 0 | SCI Coop-Let Grvd 1 1/2" x 3" | 1-1/2" x 3" | na | na | na | na | Each | 0 | na | 0 | 0 | 0
4881 | 251560 | 48.09 | F--1 | 0 | SCI Coop-Let Grvd 1 1/2" x 4"- 5" | 1-1/2" x 4"- 5" | na | na | na | na | Each | 0 | na | 0 | 0 | 0
4882 | 251570 | 48.09 | F--1 | 0 | SCI Coop-Let Grvd 1 1/2" x 6" | 1-1/2" x 6" | na | na | na | na | Each | 0 | na | 0 | 0 | 0
4883 | 251580 | 48.09 | F--1 | 0 | SCI Coop-Let Grvd 1 1/2" x 8" | 1-1/2" x 8" | na | na | na | na | Each | 0 | na | 0 | 0 | 0
4884 | 251590 | 51.52 | F--1 | 0 | SCI Coop-Let Grvd 2" x 2 1/2" | 2" x 2 1/2" | na | na | na | na | Each | 0 | na | 0 | 0 | 0
4885 | 251600 | 51.52 | F--1 | 0 | SCI Coop-Let Grvd 2" x 3" | 2" x 3" | na | na | na | na | Each | 0 | na | 0 | 0 | 0
4886 | 251610 | 51.52 | F--1 | 0 | SCI Coop-Let Grvd 2" x 4"- 5" | 2" x 4"- 5" | na | na | na | na | Each | 0 | na | 0 | 0 | 0
4887 | 251620 | 51.52 | F--1 | 0 | SCI Coop-Let Grvd 2" x 6" | 2" x 6" | na | na | na | na | Each | 0 | na | 0 | 0 | 0
4888 | 251630 | 51.52 | F--1 | 0 | SCI Coop-Let Grvd 2" x 8" | 2" x 8" | na | na | na | na | Each | 0 | na | 0 | 0 | 0
4889 | 251640 | 60.39 | F--1 | 0 | SCI Coop-Let Grvd 2 1/2" x 3" | 2 1/2" x 3" | na | na | na | na | Each | 0 | na | 0 | 0 | 0
4890 | 251650 | 60.39 | F--1 | 0 | SCI Coop-Let Grvd 2 1/2" x 4" | 2 1/2" x 4" | na | na | na | na | Each | 0 | na | 0 | 0 | 0
4891 | 251660 | 60.39 | F--1 | 0 | SCI Coop-Let Grvd 2 1/2" x 6" | 2 1/2" x 6" | na | na | na | na | Each | 0 | na | 0 | 0 | 0
4892 | 251670 | 60.39 | F--1 | 0 | SCI Coop-Let Grvd 2 1/2" x 8" | 2 1/2" x 8" | na | na | na | na | Each | 0 | na | 0 | 0 | 0
4893 | 251720 | 141.39 | F--1 | 0 | SCI Coop-Let Grvd 4" x 8" | 4" x 8" | na | na | na | na | Each | 0 | na | 0 | 0 | 0
4894 | 15250 | 43.79 | F--2 | 0 | Merit, Grooved Outlets Sch. 40, Tee-Let | 1-1/4" x 1-1/4" | na | na | na | na | Each | 0 | na | 0 | 0 | 0
4895 | 15500 | 47.23 | F--2 | 0 | Merit, Grooved Outlets Sch. 40, Tee-Let | 1-1/2" x 1-1/2" | na | na | na | na | Each | 0 | na | 0 | 0 | 0
4896 | 15750 | 50.95 | F--2 | 0 | Merit, Grooved Outlets Sch. 40, Tee-Let | 2" x 2" | na | na | na | na | Each | 0 | na | 0 | 0 | 0
4897 | 16100 | 71.84 | F--2 | 0 | Merit, Grooved Outlets Sch. 40, Tee-Let | 2-1/2" x 2-1/2" | na | na | na | na | Each | 0 | na | 0 | 0 | 0
4898 | 16400 | 93.02 | F--2 | 0 | Merit, Grooved Outlets Sch. 40, Tee-Let | 3" x 3" | na | na | na | na | Each | 0 | na | 0 | 0 | 0
4899 | 16700 | 145.39 | F--2 | 0 | Merit, Grooved Outlets Sch. 40, Tee-Let | 4" x 4" | na | na | na | na | Each | 0 | na | 0 | 0 | 0
4900 | 16900 | 292.5 | F--2 | 0 | Merit, Grooved Outlets Sch. 40, Tee-Let | 6" x 6" | na | na | na | na | Each | 0 | na | 0 | 0 | 0
4901 | 17000 | 369.2 | F--2 | 0 | Merit, Grooved Outlets Sch. 40, Tee-Let | 8" x 8" | na | na | na | na | Each | 0 | na | 0 | 0 | 0
4902 | 3202 | 78.71 | F--2 | 0 | Merit, Adjustable Drop Nipples, Model #M3.150 | 1" x1/2", 6.1" – 9.1" | na | na | na | na | Each | 0 | na | 0 | 0 | 0
4903 | 3204 | 61.82 | F--2 | 0 | Merit, Adjustable Drop Nipples, Model #F1.150 | 1" x1/2", 3.5" – 4.5" | na | na | na | na | Each | 0 | na | 0 | 0 | 0
4904 | 3205 | 61.82 | F--2 | 0 | Merit, Adjustable Drop Nipples, Model #F2.150 | 1" x1/2", 4.5" – 6.5" | na | na | na | na | Each | 0 | na | 0 | 0 | 0
4905 | 3206 | 68.69 | F--2 | 0 | Merit, Adjustable Drop Nipples, Model #F3.150 | 1" x1/2", 5.5" – 8.5" | na | na | na | na | Each | 0 | na | 0 | 0 | 0
4906 | 41001 | 144.25 | F--2 | 0 | Merit, Welded Flange | 2" | na | na | na | na | Each | 0 | na | 0 | 0 | 0
4907 | 41002 | 197.48 | F--2 | 0 | Merit, Welded Flange | 2-1/2" | na | na | na | na | Each | 0 | na | 0 | 0 | 0
4908 | 41003 | 240.41 | F--2 | 0 | Merit, Welded Flange | 3" | na | na | na | na | Each | 0 | na | 0 | 0 | 0
4909 | 41006 | 431.02 | F--2 | 0 | Merit, Welded Flange | 6" | na | na | na | na | Each | 0 | na | 0 | 0 | 0
4910 | 41008 | 662.84 | F--2 | 0 | Merit, Welded Flange | 8" | na | na | na | na | Each | 0 | na | 0 | 0 | 0
4911 | 23508 | 1573.82 | F--2 | 0 | Test/Drain Assemblies, Sure Test | 1" | na | na | na | na | Each | 0 | na | 0 | 0 | 0
4912 | 23509 | 1172.28 | F--2 | 0 | Test/Drain Assemblies, Sure Test | 1-1/4" | na | na | na | na | Each | 0 | na | 0 | 0 | 0
4913 | 500114A | 8.2 | F--2 |  | Test/Drain Assemblies, Square Plug Malleable Iron 1/4" | 1/4" | na | na | na | na | Each | 0 | na | 0 | 0 | 0
4914 | 23504 | 5.79 | F--2 |  | SIGN "B" Test & Drain | 6 x 2" | na | na | na | na | Each | 0 | na | 0 | 0 | 0
4915 | SFHB40H | 353.75 | F--2 |  | SprinkFlex - Flexible Hose Only | 1/2" NPT x 40" | HB40H | Braided | na | na | Each | 0 | Must be used with either SFO24B1 or SFO48B1 | 0 | 0 | 0
4916 | SFHB48H | 386.37 | F--2 |  | SprinkFlex - Flexible Hose Only | 1/2" NPT x 48" | HB48H | Braided | na | na | Each | 0 | Must be used with either SFO24B1 or SFO48B1 | 0 | 0 | 0
4917 | SFHB48T | 386.37 | F--2 |  | SprinkFlex - Flexible Hose Only | 3/4" NPT x 48" | HB48T | Braided | na | na | Each | 0 | Must be used with either SFO24B1 or SFO48B1 | 0 | 0 | 0
4918 | SFO24B1 | 103.47 | F--2 |  | SprinkFlex - Bracket Only | 24" Length | SFO24BKT1 | Bracket | na | na | Each | 0 | Can only be used with SprinkFlex Flexible Hoses | 0 | 0 | 0
4919 | 10100 | 22.9 | F--2 |  | Tee-Let Welded Outlet Fittings - Threaded | 1/2" x 1-1/4" - 1-1/2" | na | Threaded | na | na | Each | 0 | na | 0 | 0 | 0
4920 | 10120 | 22.9 | F--2 |  | Tee-Let Welded Outlet Fittings - Threaded | 1/2" x 1-1/2" - 2" | na | Threaded | na | na | Each | 0 | na | 0 | 0 | 0
4921 | 10150 | 22.33 | F--2 |  | Tee-Let Welded Outlet Fittings - Threaded | 1/2" x 2" - 2-1/2" | na | Threaded | na | na | Each | 0 | na | 0 | 0 | 0
4922 | 10370 | 25.76 | F--2 |  | Tee-Let Welded Outlet Fittings - Threaded | 3/4" x 2" - 2-1/2" | na | Threaded | na | na | Each | 0 | na | 0 | 0 | 0
4923 | 10400 | 22.9 | F--2 |  | Tee-Let Welded Outlet Fittings - Threaded | 3/4" x 2-1/2" - 8" | na | Threaded | na | na | Each | 0 | na | 0 | 0 | 0
4924 | 10500 | 43.79 | F--2 |  | Tee-Let Welded Outlet Fittings - Threaded | 1" x 1-1/4" - 1-1/2" | na | Threaded | na | na | Each | 0 | na | 0 | 0 | 0
4925 | 10520 | 43.79 | F--2 |  | Tee-Let Welded Outlet Fittings - Threaded | 1" x 1-1/2" - 2" | na | Threaded | na | na | Each | 0 | na | 0 | 0 | 0
4926 | 10550 | 43.79 | F--2 |  | Tee-Let Welded Outlet Fittings - Threaded | 1" x 2" - 2-1/2" | na | Threaded | na | na | Each | 0 | na | 0 | 0 | 0
4927 | 10570 | 51.52 | F--2 |  | Tee-Let Welded Outlet Fittings - Threaded | 1" x 2-1/2" - 3" | na | Threaded | na | na | Each | 0 | na | 0 | 0 | 0
4928 | 10600 | 32.63 | F--2 |  | Tee-Let Welded Outlet Fittings - Threaded | 1" x 3" - 4" | na | Threaded | na | na | Each | 0 | na | 0 | 0 | 0
4929 | 10751 | 47.23 | F--2 |  | Tee-Let Welded Outlet Fittings - Threaded | 1-1/4" x 1-1/2" - 2" | na | Threaded | na | na | Each | 0 | na | 0 | 0 | 0
4930 | 10850 | 47.23 | F--2 |  | Tee-Let Welded Outlet Fittings - Threaded | 1-1/4" x 3" - 4" | na | Threaded | na | na | Each | 0 | na | 0 | 0 | 0
4931 | 11000 | 56.1 | F--2 |  | Tee-Let Welded Outlet Fittings - Threaded | 1-1/2" x 2" | na | Threaded | na | na | Each | 0 | na | 0 | 0 | 0
4932 | 11050 | 56.1 | F--2 |  | Tee-Let Welded Outlet Fittings - Threaded | 1-1/2" x 2-1/2" | na | Threaded | na | na | Each | 0 | na | 0 | 0 | 0
4933 | 11110 | 56.39 | F--2 |  | Tee-Let Welded Outlet Fittings - Threaded | 1-1/2" x 4" | na | Threaded | na | na | Each | 0 | na | 0 | 0 | 0
4934 | 11200 | 56.39 | F--2 |  | Tee-Let Welded Outlet Fittings - Threaded | 2" x 2" | na | Threaded | na | na | Each | 0 | na | 0 | 0 | 0
4935 | 11250 | 74.42 | F--2 |  | Tee-Let Welded Outlet Fittings - Threaded | 2" x 2-1/2" | na | Threaded | na | na | Each | 0 | na | 0 | 0 | 0
4936 | 11300 | 74.42 | F--2 |  | Tee-Let Welded Outlet Fittings - Threaded | 2" x 3" | na | Threaded | na | na | Each | 0 | na | 0 | 0 | 0
4937 | 11350 | 74.42 | F--2 |  | Tee-Let Welded Outlet Fittings - Threaded | 2" x 4" | na | Threaded | na | na | Each | 0 | na | 0 | 0 | 0
4938 | 11450 | 74.42 | F--2 |  | Tee-Let Welded Outlet Fittings - Threaded | 2" x 6" | na | Threaded | na | na | Each | 0 | na | 0 | 0 | 0
4939 | 11550 | 99.03 | F--2 |  | Tee-Let Welded Outlet Fittings - Threaded | 2-1/2" x 2-1/2" | na | Threaded | na | na | Each | 0 | na | 0 | 0 | 0
4940 | 11750 | 129.94 | F--2 |  | Tee-Let Welded Outlet Fittings - Threaded | 2-1/2" x 6" | na | Threaded | na | na | Each | 0 | na | 0 | 0 | 0
4941 | 15350 | 43.79 | F--3 |  | Tee-Let Welded Outlet Fittings - Grooved | 1-1/4" x 2" - 2-1/2" | na | Grooved | na | na | Each | 0 | na | 0 | 0 | 0
4942 | 15400 | 43.79 | F--3 |  | Tee-Let Welded Outlet Fittings - Grooved | 1-1/4" x 3" - 4" | na | Grooved | na | na | Each | 0 | na | 0 | 0 | 0
4943 | 15600 | 44.08 | F--3 |  | Tee-Let Welded Outlet Fittings - Grooved | 1-1/2" x 2-1/2" | na | Grooved | na | na | Each | 0 | na | 0 | 0 | 0
4944 | 15650 | 47.51 | F--3 |  | Tee-Let Welded Outlet Fittings - Grooved | 1-1/2" x 3" - 4" | na | Grooved | na | na | Each | 0 | na | 0 | 0 | 0
4945 | 15800 | 60.68 | F--3 |  | Tee-Let Welded Outlet Fittings - Grooved | 2" x 2-1/2" | na | Grooved | na | na | Each | 0 | na | 0 | 0 | 0
4946 | 15850 | 50.95 | F--3 |  | Tee-Let Welded Outlet Fittings - Grooved | 2" x 3" | na | Grooved | na | na | Each | 0 | na | 0 | 0 | 0
4947 | 15900 | 50.95 | F--3 |  | Tee-Let Welded Outlet Fittings - Grooved | 2" x 3-1/2" - 4" | na | Grooved | na | na | Each | 0 | na | 0 | 0 | 0
4948 | 16050 | 37.5 | F--3 |  | Tee-Let Welded Outlet Fittings - Grooved | 2" x 8" | na | Grooved | na | na | Each | 0 | na | 0 | 0 | 0
4949 | 16150 | 72.13 | F--3 |  | Tee-Let Welded Outlet Fittings - Grooved | 2-1/2" x 3" | na | Grooved | na | na | Each | 0 | na | 0 | 0 | 0
4950 | 16200 | 71.84 | F--3 |  | Tee-Let Welded Outlet Fittings - Grooved | 2-1/2" x 3-1/2" - 4" | na | Grooved | na | na | Each | 0 | na | 0 | 0 | 0
4951 | 16300 | 71.84 | F--3 |  | Tee-Let Welded Outlet Fittings - Grooved | 2-1/2" x 6" | na | Grooved | na | na | Each | 0 | na | 0 | 0 | 0
4952 | 16350 | 52.38 | F--3 |  | Tee-Let Welded Outlet Fittings - Grooved | 2-1/2" x 8" | na | Grooved | na | na | Each | 0 | na | 0 | 0 | 0
4953 | 16500 | 93.02 | F--3 |  | Tee-Let Welded Outlet Fittings - Grooved | 3" x 4" | na | Grooved | na | na | Each | 0 | na | 0 | 0 | 0
4954 | 16600 | 92.45 | F--3 |  | Tee-Let Welded Outlet Fittings - Grooved | 3" x 6" | na | Grooved | na | na | Each | 0 | na | 0 | 0 | 0
4955 | 16800 | 144.82 | F--3 |  | Tee-Let Welded Outlet Fittings - Grooved | 4" x 6" | na | Grooved | na | na | Each | 0 | na | 0 | 0 | 0
4956 | 16850 | 144.82 | F--3 |  | Tee-Let Welded Outlet Fittings - Grooved | 4" x 8" | na | Grooved | na | na | Each | 0 | na | 0 | 0 | 0
4957 | 16950 | 350.31 | F--3 |  | Tee-Let Welded Outlet Fittings - Grooved | 6" x 8" | na | Grooved | na | na | Each | 0 | na | 0 | 0 | 0
4958 | 88107E | 564.39 | F--3 |  | #2048E 1/2" NPT x 48 90El Import, Pull Bracket, Hub & Screw, #1 & #2 | na | na | na | na | na | Each | 0 | na | 0 | 0 | 0
4959 | 88105DPS | 461.36 | F--3 |  | #2024DPS 1" NPT X 24" - Import, Pull Bracket, Hub & Screw, (Dry Pipe) | na | na | na | na | na | Each | 0 | na | 0 | 0 | 0
4960 | 88106DPS | 519.74 | F--3 | 0 | #2036DPS 1" NPT X 36" - Import, Pull Bracket, Hub & Screw, (Dry Pipe) | na | na | na | na | na | Each | 0 | na | 0 | 0 | 0
4961 | 88107DPS | 578.7 | F--3 | 0 | #2048DPS 1" NPT x 48" - Import, Pull Bracket, Hub & Screw, (Dry Pipe) | na | na | na | na | na | Each | 0 | na | 0 | 0 | 0
4962 | 88108DPS | 637.66 | F--3 | 0 | #2060DPS 1" NPT x 60" - Import, Pull Bracket, Hub & Screw, (Dry Pipe) | na | na | na | na | na | Each | 0 | na | 0 | 0 | 0
4963 | 88109DPS | 678.3 | F--3 | 0 | #2072DPS 1" NPT x 72" - Import, Pull Bracket, Hub & Screw, (Dry Pipe) | na | na | na | na | na | Each | 0 | na | 0 | 0 | 0
4964 | 23484 | 277.05 | F--3 | 0 | Sight Drains, Sight Drain | 1" | na | na | na | na | Each | 0 | na | 0 | 0 | 0
4965 | 23485 | 312.54 | F--3 | 0 | Sight Drains, Sight Drain | 1-1/4" | na | na | na | na | Each | 0 | na | 0 | 0 | 0
4966 | 23486 | 507.15 | F--3 | 0 | Sight Drains, Sight Drain | 2" | na | na | na | na | Each | 0 | na | 0 | 0 | 0
4967 | 23487 | 308.53 | F--3 | 0 | Sight Drains, Sight Drain w/1/2" orifice | 1" | na | na | na | na | Each | 0 | na | 0 | 0 | 0
4968 | 50240P | 31.77 | F--3 | 0 | #71 Flange Adapter Nut, Bolt & Gasket Kit | 2" | na | na | na | na | Each | 0 | na | 0 | 0 | 0
4969 | 50241P | 32.63 | F--3 | 0 | #71 Flange Adapter Nut, Bolt & Gasket Kit | 2-1/2" | na | na | na | na | Each | 0 | na | 0 | 0 | 0
4970 | 50242P | 34.35 | F--3 | 0 | #71 Flange Adapter Nut, Bolt & Gasket Kit | 3" | na | na | na | na | Each | 0 | na | 0 | 0 | 0
4971 | 50243P | 66.4 | F--3 | 0 | #71 Flange Adapter Nut, Bolt & Gasket Kit | 4" | na | na | na | na | Each | 0 | na | 0 | 0 | 0
4972 | 50248P | 73.84 | F--3 | 0 | #71 Flange Adapter Nut, Bolt & Gasket Kit | 5" | na | na | na | na | Each | 0 | na | 0 | 0 | 0
4973 | 50244P | 78.14 | F--3 | 0 | #71 Flange Adapter Nut, Bolt & Gasket Kit | 6" | na | na | na | na | Each | 0 | na | 0 | 0 | 0
4974 | 50245P | 79 | F--3 | 0 | #71 Flange Adapter Nut, Bolt & Gasket Kit | 8" | na | na | na | na | Each | 0 | na | 0 | 0 | 0
4975 | 50246P | 258.73 | F--3 | 0 | #71 Flange Adapter Nut, Bolt & Gasket Kit | 10" | na | na | na | na | Each | 0 | na | 0 | 0 | 0
4976 | 50247P | 397.55 | F--3 | 0 | #71 Flange Adapter Nut, Bolt & Gasket Kit | 12" | na | na | na | na | Each | 0 | na | 0 | 0 | 0
4977 | 50220 | 5.16 | F--3 | 0 | Red Rubber Gaskets | 2" | na | na | na | na | Each | 0 | na | 0 | 0 | 0
4978 | 50208 | 6.94 | F--3 | 0 | Red Rubber Gaskets | 2-1/2" | na | na | na | na | Each | 0 | na | 0 | 0 | 0
4979 | 50209 | 8.14 | F--3 | 0 | Red Rubber Gaskets | 3" | na | na | na | na | Each | 0 | na | 0 | 0 | 0
4980 | 50210 | 12.88 | F--3 | 0 | Red Rubber Gaskets | 4" | na | na | na | na | Each | 0 | na | 0 | 0 | 0
4981 | 50225 | 16.6 | F--3 | 0 | Red Rubber Gaskets | 5" | na | na | na | na | Each | 0 | na | 0 | 0 | 0
4982 | 50211 | 20.9 | F--3 | 0 | Red Rubber Gaskets | 6" | na | na | na | na | Each | 0 | na | 0 | 0 | 0
4983 | 50212 | 23.47 | F--3 | 0 | Red Rubber Gaskets | 8" | na | na | na | na | Each | 0 | na | 0 | 0 | 0
4984 | 50217 | 31.77 | F--3 | 0 | Red Rubber Gaskets | 10" | na | na | na | na | Each | 0 | na | 0 | 0 | 0
4985 | 50219 | 46.37 | F--3 | 0 | Red Rubber Gaskets | 12" | na | na | na | na | Each | 0 | na | 0 | 0 | 0
4986 | 23462 | 6.59 | F--4 | 0 | Split One Split Ring Plastic Floor & Ceiling Plate | 1/2" | na | na | Chrome (Plastic) | na | Each | 0 | na | 0 | 0 | 0
4987 | 23463 | 7.45 | F--4 | 0 | Split One Split Ring Plastic Floor & Ceiling Plate | 3/4" | na | na | na | na | Each | 0 | na | 0 | 0 | 0
4988 | 23464 | 6.59 | F--4 | 0 | Split One Split Ring Plastic Floor & Ceiling Plate | 1" | na | na | Chrome (Plastic) | na | Each | 0 | na | 0 | 0 | 0
4989 | 23465 | 6.59 | F--4 | 0 | Split One Split Ring Plastic Floor & Ceiling Plate | 1-1/4" | na | na | Chrome (Plastic) | na | Each | 0 | na | 0 | 0 | 0
4990 | 23466 | 8.2 | F--4 | 0 | Split One Split Ring Plastic Floor & Ceiling Plate | 1-1/2" | na | na | Chrome (Plastic) | na | Each | 0 | na | 0 | 0 | 0
4991 | 23467 | 9.8 | F--4 | 0 | Split One Split Ring Plastic Floor & Ceiling Plate | 2" | na | na | Chrome (Plastic) | na | Each | 0 | na | 0 | 0 | 0
4992 | 23468 | 8.94 | F--4 | 0 | Split One Split Ring Plastic Floor & Ceiling Plate | 2-1/2" | na | na | Chrome (Plastic) | na | Each | 0 | na | 0 | 0 | 0
4993 | 23469 | 14.89 | F--4 | 0 | Split One Split Ring Plastic Floor & Ceiling Plate | 3" | na | na | Chrome (Plastic) | na | Each | 0 | na | 0 | 0 | 0
4994 | 23470 | 20.33 | F--4 | 0 | Split One Split Ring Plastic Floor & Ceiling Plate | 4" | na | na | na | na | Each | 0 | na | 0 | 0 | 0
4995 | 23472 | 30.34 | F--4 | 0 | Split One Split Ring Plastic Floor & Ceiling Plate | 6" | na | na | Chrome (Plastic) | na | Each | 0 | na | 0 | 0 | 0
4996 | 23473 | 55.81 | F--4 | 0 | Split One Split Ring Plastic Floor & Ceiling Plate | 8" | na | na | Chrome (Plastic) | na | Each | 0 | na | 0 | 0 | 0
4997 | 23452 | 8.2 | F--4 | 0 | Split One Split Ring Plastic Floor & Ceiling Plate | 1" | na | na | White (Plastic) | na | Each | 0 | na | 0 | 0 | 0
4998 | 23453 | 5.09 | F--4 | 0 | Split One Split Ring Plastic Floor & Ceiling Plate | 1-1/4" | na | na | White (Plastic) | na | Each | 0 | na | 0 | 0 | 0
4999 | 23454 | 5.09 | F--4 | 0 | Split One Split Ring Plastic Floor & Ceiling Plate | 1-1/2" | na | na | White (Plastic) | na | Each | 0 | na | 0 | 0 | 0
5000 | 23455 | 7.49 | F--4 | 0 | Split One Split Ring Plastic Floor & Ceiling Plate | 2" | na | na | White (Plastic) | na | Each | 0 | na | 0 | 0 | 0
5001 | 23456 | 7.49 | F--4 | 0 | Split One Split Ring Plastic Floor & Ceiling Plate | 2-1/2" | na | na | White (Plastic) | na | Each | 0 | na | 0 | 0 | 0
5002 | 23457 | 8.69 | F--4 | 0 | Split One Split Ring Plastic Floor & Ceiling Plate | 3" | na | na | White (Plastic) | na | Each | 0 | na | 0 | 0 | 0
5003 | 23458 | 11.18 | F--4 | 0 | Split One Split Ring Plastic Floor & Ceiling Plate | 4" | na | na | White (Plastic) | na | Each | 0 | na | 0 | 0 | 0
5004 | 23460 | 11.4 | F--4 | 0 | Split One Split Ring Plastic Floor & Ceiling Plate | 6" | na | na | White (Plastic) | na | Each | 0 | na | 0 | 0 | 0
5005 | 23461 | 26.91 | F--4 | 0 | Split One Split Ring Plastic Floor & Ceiling Plate | 8" | na | na | na | na | Each | 0 | na | 0 | 0 | 0
5006 | 23311 | 34.92 | F--4 | 0 | IPS Br Spr Ext | 1/2" x 3/4" | na | na | na | na | Each | 0 | na | 0 | 0 | 0
5007 | 23559 | 240.99 | F--4 | 0 | Air-Water Gauge Kit | na | na | na | na | na | Each | 0 | na | 0 | 0 | 0
5008 | 2354 | 94.16 | F--4 | 0 | Breakable Lock (keyed alike), #500KABRK | na | na | na | na | na | Each | 0 | na | 0 | 0 | 0
5009 | 50228 | 38.07 | F--4 | 0 | FULL FACE FLG GASKET | 8" | na | na | na | na | Each | 0 | na | 0 | 0 | 0
5010 | 2331 | 30.06 | F--4 | 0 | FIRE DOOR LINKS 212 DEG | na | na | na | na | na | Each | 0 | na | 0 | 0 | 0
5011 | 23506 | 10.59 | F--4 | 0 | Wood Handle Pipe Dope Brush | 6" | na | na | na | na | Each | 0 | na | 0 | 0 | 0
5012 | 23561 | 2.58 | F--4 | 0 | Drop-In Anchor FDC | 3/8" | na | na | na | na | Each | 0 | na | 0 | 0 | 0
5013 | 23562 | 5.79 | F--4 | 0 | Drop-In Anchor | 1/2" | na | na | na | na | Each | 0 | na | 0 | 0 | 0
5014 | 23563 | 32.64 | F--4 | 0 | FDC Drop-In Tool | 3/8" | na | na | na | na | Each | 0 | na | 0 | 0 | 0
5015 | 23474 | 37.78 | F--4 | 0 | Cast Iron Galvanized Wall Plate | 1" | na | na | na | na | Each | 0 | na | 0 | 0 | 0
5016 | 23476 | 48.09 | F--4 | 0 | Cast Iron Galvanized Wall Plate | 1-1/2" | na | na | na | na | Each | 0 | na | 0 | 0 | 0
5017 | 23477 | 52.95 | F--4 | 0 | Cast Iron Galvanized Wall Plate 2" | na | na | na | na | na | Each | 0 | na | 0 | 0 | 0
5018 | 500001A | 668.57 | F--4 | 0 | Flanged Fittings, Flanged 90° Elbow | 3" | na | na | na | na | Each | 0 | na | 0 | 0 | 0
5019 | 500002A | 836.28 | F--4 | 0 | Flanged Fittings, Flanged 90° Elbow | 4" | na | na | na | na | Each | 0 | na | 0 | 0 | 0
5020 | 500003A | 1337.13 | F--4 | 0 | Flanged Fittings, Flanged 90° Elbow | 6" | na | na | na | na | Each | 0 | na | 0 | 0 | 0
5021 | 500004A | 1981.65 | F--4 | 0 | Flanged Fittings, Flanged 90° Elbow | 8" | na | na | na | na | Each | 0 | na | 0 | 0 | 0
5022 | 500014A | 1007.43 | F--4 | 0 | Flanged Fittings, Flanged Straight Tee | 2-1/2" | na | na | na | na | Each | 0 | na | 0 | 0 | 0
5023 | 500016A | 1710.34 | F--4 | 0 | Flanged Fittings, Flanged Straight Tee | 4" | na | na | na | na | Each | 0 | na | 0 | 0 | 0
5024 | 500017 | 2067.51 | F--4 | 0 | Flanged Fittings, Flanged Straight Tee | 6" | na | na | na | na | Each | 0 | na | 0 | 0 | 0
5025 | 500048 | 7926.6 | F--4 | 0 | Flanged Fittings, Flanged Reducing Tee | 12" x 4" | na | na | na | na | Each | 0 | na | 0 | 0 | 0
5026 | 500121 | 3714.88 | F--4 | 0 | Flanged Fittings, Flanged Reducing Tee | 12" x 10" x 12" | na | na | na | na | Each | 0 | na | 0 | 0 | 0
5027 | 86710 | 89.3 | F--4 | 0 | Split One, Cast Iron Companion Flange | 2" x 6" | na | na | na | na | Each | 0 | na | 0 | 0 | 0
5028 | 86711 | 128.79 | F--4 | 0 | Split One, Cast Iron Companion Flange | 2-1/2" x 7" | na | na | na | na | Each | 0 | na | 0 | 0 | 0
5029 | 86712 | 165.43 | F--4 | 0 | Split One, Cast Iron Companion Flange | 3" x 7-1/2" | na | na | na | na | Each | 0 | na | 0 | 0 | 0
5030 | 500099 | 537.5 | F--4 | 0 | Split One, Cast Iron Companion Flange | 3" x 9" | na | na | na | na | Each | 0 | na | 0 | 0 | 0
5031 | 86713 | 242.7 | F--4 | 0 | Split One, Cast Iron Companion Flange | 4" x 9" | na | na | na | na | Each | 0 | na | 0 | 0 | 0
5032 | 500103A | 607.32 | F--4 | 0 | Split One, Cast Iron Companion Flange | 4" x 11" | na | na | na | na | Each | 0 | na | 0 | 0 | 0
5033 | 86714 | 348.6 | F--4 | 0 | Split One, Cast Iron Companion Flange | 6" x 11" | na | na | na | na | Each | 0 | na | 0 | 0 | 0
5034 | 500107 | 835.71 | F--4 | 0 | Split One, Cast Iron Companion Flange | 6" x 13-1/2" | na | na | na | na | Each | 0 | na | 0 | 0 | 0
5035 | 86715 | 549.51 | F--4 | 0 | Split One, Cast Iron Companion Flange | 8" x 13-1/2" | na | na | na | na | Each | 0 | na | 0 | 0 | 0
5036 | 500086 | 1405.82 | F--5 | 0 | Split One, Flanged Concentric Reducer | 4" x 2-1/2" | na | na | na | na | Each | 0 | na | 0 | 0 | 0
5037 | 500126 | 1398.95 | F--5 | 0 | Split One, Flanged Concentric Reducer | 4" x 2" | na | na | na | na | Each | 0 | na | 0 | 0 | 0
5038 | 500054 | 2155.66 | F--5 | 0 | Split One, Flanged Concentric Reducer | 6" x 4" | na | na | na | na | Each | 0 | na | 0 | 0 | 0
5039 | 500055 | 2684.56 | F--5 | 0 | Split One, Flanged Concentric Reducer | 8" x 4" | na | na | na | na | Each | 0 | na | 0 | 0 | 0
5040 | 500057 | 2588.4 | F--5 | 0 | Split One, Flanged Concentric Reducer | 10" x 4" | na | na | na | na | Each | 0 | na | 0 | 0 | 0
5041 | 500059 | 5960.98 | F--5 | 0 | Split One, Flanged Concentric Reducer | 10" x 8" | na | na | na | na | Each | 0 | na | 0 | 0 | 0
5042 | 500062 | 11493.8 | F--5 | 0 | Split One, Flanged Concentric Reducer | 12" x 8" | na | na | na | na | Each | 0 | na | 0 | 0 | 0
5043 | 500022A | 203.21 | F--5 | 0 | Split One, Blind Flange | 3" | na | na | na | na | Each | 0 | na | 0 | 0 | 0
5044 | 500023A | 445.62 | F--5 | 0 | Split One, Blind Flange | 4" | na | na | na | na | Each | 0 | na | 0 | 0 | 0
5045 | 500024A | 735.54 | F--5 | 0 | Split One, Blind Flange | 6" | na | na | na | na | Each | 0 | na | 0 | 0 | 0
5046 | 500025A | 1143.66 | F--5 | 0 | Split One, Blind Flange | 8" | na | na | na | na | Each | 0 | na | 0 | 0 | 0
5047 | 500110 | 101.61 | F--5 | 0 | Split One, Floor Flange | 1" | na | na | na | na | Each | 0 | na | 0 | 0 | 0
5048 | 500111A | 120.78 | F--5 | 0 | Split One, Floor Flange | 1-1/4" | na | na | na | na | Each | 0 | na | 0 | 0 | 0
5049 | 500113A | 187.19 | F--5 | 0 | Split One, Floor Flange | 2" | na | na | na | na | Each | 0 | na | 0 | 0 | 0
5050 | 500095 | 129.94 | F--5 | 0 | Ductile Iron Fittings, Reducing Threaded Flanged | 2" x 7-1/2" | na | na | na | na | Each | 0 | na | 0 | 0 | 0
5051 | 500098 | 647.39 | F--5 | 0 | Ductile Iron Fittings, Reducing Threaded Flanged | 2-1/2" x 9" | na | na | na | na | Each | 0 | na | 0 | 0 | 0
5052 | 500101A | 1306.8 | F--5 | 0 | Ductile Iron Fittings, Reducing Threaded Flanged | 2-1/2" x 11" | na | na | na | na | Each | 0 | na | 0 | 0 | 0
5053 | 500070 | 3390.9 | F--5 | 0 | Ductile Iron Fittings, Flanged Eccentric Reducer | 8" x 6" | na | na | na | na | Each | 0 | na | 0 | 0 | 0
5054 | 500115A | 17.46 | F--5 | 0 | Malleable Iron -Bushing | 1/2" x 1/4" | na | na | na | na | Each | 0 | na | 0 | 0 | 0
5055 | 86206 | 9.45 | F--5 | 0 | Ductile Iron Fittings, #811 Ductile Iron 90° Elbow | 1/2" | na | na | na | na | Each | 0 | na | 0 | 0 | 0
5056 | 86205 | 9.63 | F--5 | 0 | Ductile Iron Fittings, #811 Ductile Iron 90° Elbow | 3/4" | na | na | na | na | Each | 0 | na | 0 | 0 | 0
5057 | 86200 | 12.03 | F--5 | 0 | Ductile Iron Fittings, #811 Ductile Iron 90° Elbow | 1" | na | na | na | na | Each | 0 | na | 0 | 0 | 0
5058 | 86201 | 17.18 | F--5 | 0 | Ductile Iron Fittings, #811 Ductile Iron 90° Elbow | 1-1/4" | na | na | na | na | Each | 0 | na | 0 | 0 | 0
5059 | 86202 | 25.76 | F--5 | 0 | Ductile Iron Fittings, #811 Ductile Iron 90° Elbow | 1-1/2" | na | na | na | na | Each | 0 | na | 0 | 0 | 0
5060 | 86203 | 41.79 | F--5 | 0 | Ductile Iron Fittings, #811 Ductile Iron 90° Elbow | 2" | na | na | na | na | Each | 0 | na | 0 | 0 | 0
5061 | 86204 | 82.14 | F--5 | 0 | Ductile Iron Fittings, #811 Ductile Iron 90° Elbow | 2-1/2" | na | na | na | na | Each | 0 | na | 0 | 0 | 0
5062 | 86342 | 9.51 | F--6 | 0 | Ductile Iron Fittings, #812 Reducing 90° Elbows | 3/4" x1/2" | na | na | na | na | Each | 0 | na | 0 | 0 | 0
5063 | 86210 | 13.46 | F--6 | 0 | Ductile Iron Fittings, #812 Reducing 90° Elbows | 1" x1/2" | na | na | na | na | Each | 0 | na | 0 | 0 | 0
5064 | 86211 | 13.46 | F--6 | 0 | Ductile Iron Fittings, #812 Reducing 90° Elbows | 1" x3/4" | na | na | na | na | Each | 0 | na | 0 | 0 | 0
5065 | 86212 | 27.19 | F--6 | 0 | Ductile Iron Fittings, #812 Reducing 90° Elbows | 1-1/4" x1/2" | na | na | na | na | Each | 0 | na | 0 | 0 | 0
5066 | 86213 | 23.47 | F--6 | 0 | Ductile Iron Fittings, #812 Reducing 90° Elbows | 1-1/4" x3/4" | na | na | na | na | Each | 0 | na | 0 | 0 | 0
5067 | 86214 | 21.18 | F--6 | 0 | Ductile Iron Fittings, #812 Reducing 90° Elbows | 1-1/4" x 1" | na | na | na | na | Each | 0 | na | 0 | 0 | 0
5068 | 86221 | 33.49 | F--6 | 0 | Ductile Iron Fittings, #812 Reducing 90° Elbows | 1-1/2" x3/4" | na | na | na | na | Each | 0 | na | 0 | 0 | 0
5069 | 86215 | 30.06 | F--6 | 0 | Ductile Iron Fittings, #812 Reducing 90° Elbows | 1-1/2" x 1" | na | na | na | na | Each | 0 | na | 0 | 0 | 0
5070 | 86216 | 30.06 | F--6 | 0 | Ductile Iron Fittings, #812 Reducing 90° Elbows | 1-1/2" x 1-1/4" | na | na | na | na | Each | 0 | na | 0 | 0 | 0
5071 | 86217 | 47.51 | F--6 | 0 | Ductile Iron Fittings, #812 Reducing 90° Elbows | 2" x3/4" | na | na | na | na | Each | 0 | na | 0 | 0 | 0
5072 | 86218 | 48.66 | F--6 | 0 | Ductile Iron Fittings, #812 Reducing 90° Elbows | 2" x 1" | na | na | na | na | Each | 0 | na | 0 | 0 | 0
5073 | 86220 | 73.43 | F--6 | 0 | Ductile Iron Fittings, #812 Reducing 90° Elbows | 2" x 1-1/2" | na | na | na | na | Each | 0 | na | 0 | 0 | 0
5074 | 86762 | 111.34 | F--6 | 0 | Ductile Iron Fittings, #812 Reducing 90° Elbows | 2-1/2" x 2" | na | na | na | na | Each | 0 | na | 0 | 0 | 0
5075 | 86780 | 14.31 | F--5 | 0 | Ductile Iron Fittings, #813 Ductile Iron 45° Elbow | 1/2" | na | na | na | na | Each | 0 | na | 0 | 0 | 0
5076 | 86781 | 13.74 | F--5 | 0 | Ductile Iron Fittings, #813 Ductile Iron 45° Elbow | 3/4" | na | na | na | na | Each | 0 | na | 0 | 0 | 0
5077 | 86280 | 16.6 | F--5 | 0 | Ductile Iron Fittings, #813 Ductile Iron 45° Elbow | 1" | na | na | na | na | Each | 0 | na | 0 | 0 | 0
5078 | 86281 | 22.9 | F--5 | 0 | Ductile Iron Fittings, #813 Ductile Iron 45° Elbow | 1-1/4" | na | na | na | na | Each | 0 | na | 0 | 0 | 0
5079 | 86282 | 56.67 | F--5 | 0 | Ductile Iron Fittings, #813 Ductile Iron 45° Elbow | 1-1/2" | na | na | na | na | Each | 0 | na | 0 | 0 | 0
5080 | 86283 | 61.4 | F--5 | 0 | Ductile Iron Fittings, #813 Ductile Iron 45° Elbow | 2" | na | na | na | na | Each | 0 | na | 0 | 0 | 0
5081 | 86782 | 101.32 | F--5 | 0 | Ductile Iron Fittings, #813 Ductile Iron 45° Elbow | 2-1/2" | na | na | na | na | Each | 0 | na | 0 | 0 | 0
5082 | 86340 | 14.31 | F--5 | 0 | Ductile Iron Fittings, #814 Ductile Iron Tees | 1/2" | na | na | na | na | Each | 0 | na | 0 | 0 | 0
5083 | 86341 | 17.18 | F--5 | 0 | Ductile Iron Fittings, #814 Ductile Iron Tees | 3/4" | na | na | na | na | Each | 0 | na | 0 | 0 | 0
5084 | 86230 | 15.75 | F--5 | 0 | Ductile Iron Fittings, #814 Ductile Iron Tees | 1" | na | na | na | na | Each | 0 | na | 0 | 0 | 0
5085 | 86231 | 29.48 | F--5 | 0 | Ductile Iron Fittings, #814 Ductile Iron Tees | 1-1/4" | na | na | na | na | Each | 0 | na | 0 | 0 | 0
5086 | 86232 | 37.5 | F--5 | 0 | Ductile Iron Fittings, #814 Ductile Iron Tees | 1-1/2" | na | na | na | na | Each | 0 | na | 0 | 0 | 0
5087 | 86233 | 49.8 | F--5 | 0 | Ductile Iron Fittings, #814 Ductile Iron Tees | 2" | na | na | na | na | Each | 0 | na | 0 | 0 | 0
5088 | 86234 | 118.49 | F--5 | 0 | Ductile Iron Fittings, #814 Ductile Iron Tees | 2-1/2" | na | na | na | na | Each | 0 | na | 0 | 0 | 0
5089 | 86235 | 23.47 | F--7 | 0 | Ductile Iron Fittings, #815 Reducing Tees | 3/4" x3/4" x1/2" | na | na | na | na | Each | 0 | na | 0 | 0 | 0
5090 | 86755 | 38.22 | F--7 | 0 | Ductile Iron Fittings, #815 Reducing Tees | 3/4" x3/4" 1" | na | na | na | na | Each | 0 | na | 0 | 0 | 0
5091 | 86236 | 20.04 | F--7 | 0 | Ductile Iron Fittings, #815 Reducing Tees | 1" x1/2" x 1" | na | na | na | na | Each | 0 | na | 0 | 0 | 0
5092 | 86756 | 28.62 | F--7 | 0 | Ductile Iron Fittings, #815 Reducing Tees | 1" x3/4" x1/2" | na | na | na | na | Each | 0 | na | 0 | 0 | 0
5093 | 86757 | 25.48 | F--7 | 0 | Ductile Iron Fittings, #815 Reducing Tees | 1" x3/4" x3/4" | na | na | na | na | Each | 0 | na | 0 | 0 | 0
5094 | 86237 | 22.04 | F--7 | 0 | Ductile Iron Fittings, #815 Reducing Tees | 1" x3/4" x 1" | na | na | na | na | Each | 0 | na | 0 | 0 | 0
5095 | 86238 | 17.46 | F--7 | 0 | Ductile Iron Fittings, #815 Reducing Tees | 1" x 1" x1/2" | na | na | na | na | Each | 0 | na | 0 | 0 | 0
5096 | 86239 | 20.9 | F--7 | 0 | Ductile Iron Fittings, #815 Reducing Tees | 1" x 1" x3/4" | na | na | na | na | Each | 0 | na | 0 | 0 | 0
5097 | 86240 | 29.48 | F--7 | 0 | Ductile Iron Fittings, #815 Reducing Tees | 1" x 1" x 1-1/4" | na | na | na | na | Each | 0 | na | 0 | 0 | 0
5098 | 86241 | 47.8 | F--7 | 0 | Ductile Iron Fittings, #815 Reducing Tees | 1" x 1" x 1-1/2" | na | na | na | na | Each | 0 | na | 0 | 0 | 0
5099 | 86242 | 28.62 | F--7 | 0 | Ductile Iron Fittings, #815 Reducing Tees | 1-1/4" x 1" x1/2" | na | na | na | na | Each | 0 | na | 0 | 0 | 0
5100 | 86243 | 31.77 | F--7 | 0 | Ductile Iron Fittings, #815 Reducing Tees | 1-1/4" x 1" x3/4" | na | na | na | na | Each | 0 | na | 0 | 0 | 0
5101 | 86244 | 29.48 | F--7 | 0 | Ductile Iron Fittings, #815 Reducing Tees | 1-1/4" x 1" x 1" | na | na | na | na | Each | 0 | na | 0 | 0 | 0
5102 | 86245 | 28.62 | F--7 | 0 | Ductile Iron Fittings, #815 Reducing Tees | 1-1/4" x 1" x 1-1/4" | na | na | na | na | Each | 0 | na | 0 | 0 | 0
5103 | 86246 | 37.5 | F--7 | 0 | Ductile Iron Fittings, #815 Reducing Tees | 1-1/4" x 1" x 1-1/2" | na | na | na | na | Each | 0 | na | 0 | 0 | 0
5104 | 86247 | 29.48 | F--7 | 0 | Ductile Iron Fittings, #815 Reducing Tees | 1-1/4" x 1-1/4" x1/2" | na | na | na | na | Each | 0 | na | 0 | 0 | 0
5105 | 86248 | 30.06 | F--7 | 0 | Ductile Iron Fittings, #815 Reducing Tees | 1-1/4" x 1-1/4" x3/4" | na | na | na | na | Each | 0 | na | 0 | 0 | 0
5106 | 86249 | 28.62 | F--7 | 0 | Ductile Iron Fittings, #815 Reducing Tees | 1-1/4" x 1-1/4" x 1" | na | na | na | na | Each | 0 | na | 0 | 0 | 0
5107 | 86250 | 48.66 | F--7 | 0 | Ductile Iron Fittings, #815 Reducing Tees | 1-1/4" x 1-1/4" x 1-1/2" | na | na | na | na | Each | 0 | na | 0 | 0 | 0
5108 | 86251 | 74.99 | F--7 | 0 | Ductile Iron Fittings, #815 Reducing Tees | 1-1/4" x 1-1/4" x 2" | na | na | na | na | Each | 0 | na | 0 | 0 | 0
5109 | 86252 | 54.1 | F--7 | 0 | Ductile Iron Fittings, #815 Reducing Tees | 1-1/2" x 1" x1/2" | na | na | na | na | Each | 0 | na | 0 | 0 | 0
5110 | 86253 | 52.95 | F--7 | 0 | Ductile Iron Fittings, #815 Reducing Tees | 1-1/2" x 1" x3/4" | na | na | na | na | Each | 0 | na | 0 | 0 | 0
5111 | 86254 | 47.51 | F--7 | 0 | Ductile Iron Fittings, #815 Reducing Tees | 1-1/2" x 1" x 1" | na | na | na | na | Each | 0 | na | 0 | 0 | 0
5112 | 86256 | 37.5 | F--7 | 0 | Ductile Iron Fittings, #815 Reducing Tees | 1-1/2" x 1" x 1-1/2" | na | na | na | na | Each | 0 | na | 0 | 0 | 0
5113 | 86257 | 39.21 | F--7 | 0 | Ductile Iron Fittings, #815 Reducing Tees | 1-1/2" x 1-1/4" x1/2" | na | na | na | na | Each | 0 | na | 0 | 0 | 0
5114 | 86258 | 39.79 | F--7 | 0 | Ductile Iron Fittings, #815 Reducing Tees | 1-1/2" x 1-1/4" x3/4" | na | na | na | na | Each | 0 | na | 0 | 0 | 0
5115 | 86259 | 37.5 | F--7 | 0 | Ductile Iron Fittings, #815 Reducing Tees | 1-1/2" x 1-1/4" x 1" | na | na | na | na | Each | 0 | na | 0 | 0 | 0
5116 | 86260 | 108.2 | F--7 | 0 | Ductile Iron Fittings, #815 Reducing Tees | 1-1/2" x 1-1/4" x 2" | na | na | na | na | Each | 0 | na | 0 | 0 | 0
5117 | 86261 | 36.07 | F--7 | 0 | Ductile Iron Fittings, #815 Reducing Tees | 1-1/2" x 1-1/2" x1/2" | na | na | na | na | Each | 0 | na | 0 | 0 | 0
5118 | 86262 | 39.21 | F--7 | 0 | Ductile Iron Fittings, #815 Reducing Tees | 1-1/2" x 1-1/2" x3/4" | na | na | na | na | Each | 0 | na | 0 | 0 | 0
5119 | 86263 | 37.5 | F--7 | 0 | Ductile Iron Fittings, #815 Reducing Tees | 1-1/2" x 1-1/2" x 1" | na | na | na | na | Each | 0 | na | 0 | 0 | 0
5120 | 86264 | 48.95 | F--7 | 0 | Ductile Iron Fittings, #815 Reducing Tees | 1-1/2" x 1-1/2" x 1-1/4" | na | na | na | na | Each | 0 | na | 0 | 0 | 0
5121 | 86265 | 73.84 | F--7 | 0 | Ductile Iron Fittings, #815 Reducing Tees | 1-1/2" x 1-1/2" x 2" | na | na | na | na | Each | 0 | na | 0 | 0 | 0
5122 | 86266 | 51.23 | F--7 | 0 | Ductile Iron Fittings, #815 Reducing Tees | 2" x 1" x 2" | na | na | na | na | Each | 0 | na | 0 | 0 | 0
5123 | 86267 | 83.72 | F--7 | 0 | Ductile Iron Fittings, #815 Reducing Tees | 2" x 1-1/4" x 2" | na | na | na | na | Each | 0 | na | 0 | 0 | 0
5124 | 86268 | 57.82 | F--7 | 0 | Ductile Iron Fittings, #815 Reducing Tees | 2" x 1-1/2" x1/2" | na | na | na | na | Each | 0 | na | 0 | 0 | 0
5125 | 86269 | 85.44 | F--7 | 0 | Ductile Iron Fittings, #815 Reducing Tees | 2" x 1-1/2" x3/4" | na | na | na | na | Each | 0 | na | 0 | 0 | 0
5126 | 86270 | 51.23 | F--7 | 0 | Ductile Iron Fittings, #815 Reducing Tees | 2" x 1-1/2" x 1" | na | na | na | na | Each | 0 | na | 0 | 0 | 0
5127 | 86272 | 106.05 | F--7 | 0 | Ductile Iron Fittings, #815 Reducing Tees | 2" x 1-1/2" x 1-1/2" | na | na | na | na | Each | 0 | na | 0 | 0 | 0
5128 | 86273 | 56.67 | F--7 | 0 | Ductile Iron Fittings, #815 Reducing Tees | 2" x 1-1/2" x 2" | na | na | na | na | Each | 0 | na | 0 | 0 | 0
5129 | 86222 | 50.66 | F--7 | 0 | Ductile Iron Fittings, #815 Reducing Tees | 2" x 2" x1/2" | na | na | na | na | Each | 0 | na | 0 | 0 | 0
5130 | 86223 | 75.99 | F--7 | 0 | Ductile Iron Fittings, #815 Reducing Tees | 2" x 2" x3/4" | na | na | na | na | Each | 0 | na | 0 | 0 | 0
5131 | 86224 | 51.23 | F--7 | 0 | Ductile Iron Fittings, #815 Reducing Tees | 2" x 2" x 1" | na | na | na | na | Each | 0 | na | 0 | 0 | 0
5132 | 86225 | 53.24 | F--7 | 0 | Ductile Iron Fittings, #815 Reducing Tees | 2" x 2" x 1-1/4" | na | na | na | na | Each | 0 | na | 0 | 0 | 0
5133 | 86226 | 88.02 | F--7 | 0 | Ductile Iron Fittings, #815 Reducing Tees | 2" x 2" x 1-1/2" | na | na | na | na | Each | 0 | na | 0 | 0 | 0
5134 | 86227 | 139.67 | F--7 | 0 | Ductile Iron Fittings, #815 Reducing Tees | 2" x 2" x 2-1/2" | na | na | na | na | Each | 0 | na | 0 | 0 | 0
5135 | 86274 | 136.24 | F--7 | 0 | Ductile Iron Fittings, #815 Reducing Tees | 2-1/2" x 2" x3/4" | na | na | na | na | Each | 0 | na | 0 | 0 | 0
5136 | 72779 | 6.3 | F--6 | 0 | Ductile Iron Fittings, #818 Ductile Iron Couplings | 1/2" | na | na | na | na | Each | 0 | na | 0 | 0 | 0
5137 | 72778 | 7.73 | F--6 | 0 | Ductile Iron Fittings, #818 Ductile Iron Couplings | 3/4" | na | na | na | na | Each | 0 | na | 0 | 0 | 0
5138 | 72755 | 10.09 | F--6 | 0 | Ductile Iron Fittings, #818 Ductile Iron Couplings | 1" | na | na | na | na | Each | 0 | na | 0 | 0 | 0
5139 | 72754 | 14.89 | F--6 | 0 | Ductile Iron Fittings, #818 Ductile Iron Couplings | 1-1/4" | na | na | na | na | Each | 0 | na | 0 | 0 | 0
5140 | 72753 | 21.76 | F--6 | 0 | Ductile Iron Fittings, #818 Ductile Iron Couplings | 1-1/2" | na | na | na | na | Each | 0 | na | 0 | 0 | 0
5141 | 72752 | 31.49 | F--6 | 0 | Ductile Iron Fittings, #818 Ductile Iron Couplings | 2" | na | na | na | na | Each | 0 | na | 0 | 0 | 0
5142 | 72758 | 59.82 | F--6 | 0 | Ductile Iron Fittings, #818 Ductile Iron Couplings | 2-1/2" | na | na | na | na | Each | 0 | na | 0 | 0 | 0
5143 | 86772 | 8.48 | F--6 | 0 | Ductile Iron Fittings, #816 Reducing Couplings | 3/4" x 1/2" | na | na | na | na | Each | 0 | na | 0 | 0 | 0
5144 | 86228 | 12.88 | F--6 | 0 | Ductile Iron Fittings, #816 Reducing Couplings | 1" x 1/2" | na | na | na | na | Each | 0 | na | 0 | 0 | 0
5145 | 86229 | 17.75 | F--6 | 0 | Ductile Iron Fittings, #816 Reducing Couplings | 1" x 3/4" | na | na | na | na | Each | 0 | na | 0 | 0 | 0
5146 | 86209 | 25.19 | F--6 | 0 | Ductile Iron Fittings, #816 Reducing Couplings | 1-1/4" x 3/4" | na | na | na | na | Each | 0 | na | 0 | 0 | 0
5147 | 72776 | 6.82 | F--6 | 0 | Ductile Iron Fittings, #820 Ductile Iron Caps | 1/2" | na | na | na | na | Each | 0 | na | 0 | 0 | 0
5148 | 72777 | 8.08 | F--6 | 0 | Ductile Iron Fittings, #820 Ductile Iron Caps | 3/4" | na | na | na | na | Each | 0 | na | 0 | 0 | 0
5149 | 72824 | 12.6 | F--6 | 0 | Ductile Iron Fittings, #820 Ductile Iron Caps | 1" | na | na | na | na | Each | 0 | na | 0 | 0 | 0
5150 | 72756 | 16.6 | F--6 | 0 | Ductile Iron Fittings, #820 Ductile Iron Caps | 1-1/4" | na | na | na | na | Each | 0 | na | 0 | 0 | 0
5151 | 72822 | 21.76 | F--6 | 0 | Ductile Iron Fittings, #820 Ductile Iron Caps | 1-1/2" | na | na | na | na | Each | 0 | na | 0 | 0 | 0
5152 | 72823 | 30.91 | F--6 | 0 | Ductile Iron Fittings, #820 Ductile Iron Caps | 2" | na | na | na | na | Each | 0 | na | 0 | 0 | 0
5153 | 72825 | 81.57 | F--6 | 0 | Ductile Iron Fittings, #820 Ductile Iron Caps | 2-1/2" | na | na | na | na | Each | 0 | na | 0 | 0 | 0
5154 | 86284 | 46.66 | F--6 | 0 | Ductile Iron Fittings, #817 Ductile Iron Crosses | 1" | na | na | na | na | Each | 0 | na | 0 | 0 | 0
5155 | 86285 | 61.54 | F--6 | 0 | Ductile Iron Fittings, #817 Ductile Iron Crosses | 1-1/4" | na | na | na | na | Each | 0 | na | 0 | 0 | 0
5156 | 86286 | 79 | F--6 | 0 | Ductile Iron Fittings, #817 Ductile Iron Crosses | 1-1/2" | na | na | na | na | Each | 0 | na | 0 | 0 | 0
5157 | 86287 | 111.34 | F--6 | 0 | Ductile Iron Fittings, #817 Ductile Iron Crosses | 2" | na | na | na | na | Each | 0 | na | 0 | 0 | 0
5158 | 86289 | 61.54 | F--6 | 0 | Ductile Iron Fittings, #817 Reducing Crosses | 1-1/4" x 1-1/4" x 1" x 1" | na | na | na | na | Each | 0 | na | 0 | 0 | 0
5159 | 86322 | 79 | F--6 | 0 | Ductile Iron Fittings, #817 Reducing Crosses | 1-1/2" x 1-1/2" x 1" x 1" | na | na | na | na | Each | 0 | na | 0 | 0 | 0
5160 | 86291 | 115.06 | F--6 | 0 | Ductile Iron Fittings, #817 Reducing Crosses | 2" x 2" x 1" x 1" | na | na | na | na | Each | 0 | na | 0 | 0 | 0
5161 | 86292 | 3.79 | F--6 | 0 | Ductile Iron Fittings, #719 Ductile Iron Plugs | 1/2" | na | na | na | na | Each | 0 | na | 0 | 0 | 0
5162 | 86293 | 4.7 | F--6 | 0 | Ductile Iron Fittings, #719 Ductile Iron Plugs | 3/4" | na | na | na | na | Each | 0 | na | 0 | 0 | 0
5163 | 86294 | 6.59 | F--6 | 0 | Ductile Iron Fittings, #719 Ductile Iron Plugs | 1" | na | na | na | na | Each | 0 | na | 0 | 0 | 0
5164 | 86295 | 9.34 | F--6 | 0 | Ductile Iron Fittings, #719 Ductile Iron Plugs | 1-1/4" | na | na | na | na | Each | 0 | na | 0 | 0 | 0
5165 | 86296 | 11.23 | F--6 | 0 | Ductile Iron Fittings, #719 Ductile Iron Plugs | 1-1/2" | na | na | na | na | Each | 0 | na | 0 | 0 | 0
5166 | 86297 | 14.89 | F--6 | 0 | Ductile Iron Fittings, #719 Ductile Iron Plugs | 2" | na | na | na | na | Each | 0 | na | 0 | 0 | 0
5167 | 72751 | 14.6 | F--6 | 0 | Ductile Iron Fittings, #825 Extension Pieces | 1/2" x 1-1/2" | na | na | na | na | Each | 0 | na | 0 | 0 | 0
5168 | 72980 | 14.89 | F--6 | 0 | Ductile Iron Fittings, #825 Extension Pieces | 1/2" x 2" | na | na | na | na | Each | 0 | na | 0 | 0 | 0
5169 | 72981 | 22.33 | F--6 | 0 | Ductile Iron Fittings, #825 Extension Pieces | 3/4" x 1-1/2" | na | na | na | na | Each | 0 | na | 0 | 0 | 0
5170 | 72982 | 22.33 | F--6 | 0 | Ductile Iron Fittings, #825 Extension Pieces | 3/4" x 2" | na | na | na | na | Each | 0 | na | 0 | 0 | 0
5171 | 72726 | 11.35 | F--6 | 0 | Ductile Iron Fitting #827 Ductile Iron Hex Bushing | 1" x 1/2" | na | na | na | na | Each | 0 | na | 0 | 0 | 0
5172 | 72762 | 10.77 | F--6 | 0 | Ductile Iron Fitting #827 Ductile Iron Hex Bushing | 1" x 3/4" | na | na | na | na | Each | 0 | na | 0 | 0 | 0
5173 | 72763 | 12.6 | F--6 | 0 | Ductile Iron Fitting #827 Ductile Iron Hex Bushing | 1-1/4" x 1" | na | na | na | na | Each | 0 | na | 0 | 0 | 0
5174 | 72757 | 14.6 | F--6 | 0 | Ductile Iron Fitting #827 Ductile Iron Hex Bushing | 1-1/2" x 1" | na | na | na | na | Each | 0 | na | 0 | 0 | 0
5175 | 72764 | 14.31 | F--6 | 0 | Ductile Iron Fitting #827 Ductile Iron Hex Bushing | 1-1/2" x 1-1/4" | na | na | na | na | Each | 0 | na | 0 | 0 | 0
5176 | 72759 | 18.89 | F--6 | 0 | Ductile Iron Fitting #827 Ductile Iron Hex Bushing | 2" x 1" | na | na | na | na | Each | 0 | na | 0 | 0 | 0
5177 | 72761 | 18.89 | F--6 | 0 | Ductile Iron Fitting #827 Ductile Iron Hex Bushing | 2" x 1-1/4" | na | na | na | na | Each | 0 | na | 0 | 0 | 0
5178 | 72775 | 18.89 | F--6 | 0 | Ductile Iron Fitting #827 Ductile Iron Hex Bushing | 2" x 1-1/2" | na | na | na | na | Each | 0 | na | 0 | 0 | 0
5179 | 86207 | 44.37 | F--6 | 0 | Ductile Iron Fittings, #830 Ductile Iron Unions | 1/2" | na | na | na | na | Each | 0 | na | 0 | 0 | 0
5180 | 86275 | 52.38 | F--6 | 0 | Ductile Iron Fittings, #830 Ductile Iron Unions | 3/4" | na | na | na | na | Each | 0 | na | 0 | 0 | 0
5181 | 86276 | 75.85 | F--6 | 0 | Ductile Iron Fittings, #830 Ductile Iron Unions | 1" | na | na | na | na | Each | 0 | na | 0 | 0 | 0
5182 | 86277 | 92.16 | F--6 | 0 | Ductile Iron Fittings, #830 Ductile Iron Unions | 1-1/4" | na | na | na | na | Each | 0 | na | 0 | 0 | 0
5183 | 86278 | 120.78 | F--6 | 0 | Ductile Iron Fittings, #830 Ductile Iron Unions | 1-1/2" | na | na | na | na | Each | 0 | na | 0 | 0 | 0
5184 | 86279 | 169.44 | F--6 | 0 | Ductile Iron Fittings, #830 Ductile Iron Unions | 2" | na | na | na | na | Each | 0 | na | 0 | 0 | 0
5185 | 42000 | 29.77 | F--7 | 0 | DI Fittings, Calif Fittings Male Outlet Red. Tee | 1" x 1/2" x 1" | na | na | na | na | Each | 0 | na | 0 | 0 | 0
5186 | 42002 | 28.62 | F--7 | 0 | DI Fittings, Calif Fittings, Male 90° Street Elbow | 1" x 1" | na | na | na | na | Each | 0 | na | 0 | 0 | 0
5187 | 42003 | 28.91 | F--7 | 0 | DI Fittings, Calif Fittings, Male 90° Street Elbow | 1" x 1/2" | na | na | na | na | Each | 0 | na | 0 | 0 | 0
5188 | 651083 | 9.28 | F--7 | 0 | Malleable Iron Fittings, Reducing Couplings | 1-1/2" x 1" | na | na | na | na | Each | 0 | na | 0 | 0 | 0
5189 | 500117 | 68.12 | F--7 | 0 | Malleable Iron Fittings, Reducing Couplings | 2" x 1" | na | na | na | na | Each | 0 | na | 0 | 0 | 0
5190 | 641045 | 5.44 | F--7 | 0 | Malleable Iron Fittings, 90° Street Elbow | 1/2" | na | na | na | na | Each | 0 | na | 0 | 0 | 0
5191 | 652084 | 9.12 | F--7 | 0 | Malleable Iron Fittings, Reducing Tee | 1/2" x 1/2" x 1/4" | na | na | na | na | Each | 0 | na | 0 | 0 | 0
5192 | 640025 | 9.12 | F--8 | 0 | Malleable Iron Fittings, Coupling - Galvanized | 1/2" | na | na | Galvanized | na | Each | 0 | na | 0 | 0 | 0
5193 | 651099 | 10.66 | F--8 | 0 | Malleable Iron Fittings, Coupling - Galvanized | 1" | na | na | Galvanized | na | Each | 0 | na | 0 | 0 | 0
5194 | 641079 | 13.46 | F--8 | 0 | Malleable Iron Fittings, Coupling - Galvanized | 1-1/2" | na | na | Galvanized | na | Each | 0 | na | 0 | 0 | 0
5195 | 651101 | 24.33 | F--8 | 0 | Malleable Iron Fittings, Coupling - Galvanized | 2" | na | na | Galvanized | na | Each | 0 | na | 0 | 0 | 0
5196 | 640043 | 30.06 | F--8 | 0 | Malleable Iron Fittings, Reducing Coupling - Galvanized | 1" x 1/2" | na | na | Galvanized | na | Each | 0 | na | 0 | 0 | 0
5197 | 651098 | 34.92 | F--8 | 0 | Malleable Iron Fittings, Reducing Coupling - Galvanized | 1" x 3/4" | na | na | Galvanized | na | Each | 0 | na | 0 | 0 | 0
5198 | 641143 | 48.95 | F--8 | 0 | Malleable Iron Fittings, Reducing Coupling - Galvanized | 1-1/2" x 1-1/4" | na | na | Galvanized | na | Each | 0 | na | 0 | 0 | 0
5199 | 641144 | 58.96 | F--8 | 0 | Malleable Iron Fittings, Reducing Coupling - Galvanized | 2" x 1" | na | na | Galvanized | na | Each | 0 | na | 0 | 0 | 0
5200 | 641086 | 34.92 | F--8 | 0 | Malleable Iron Fittings, Union - Galvanized | 1-1/2" | na | na | Galvanized | na | Each | 0 | na | 0 | 0 | 0
5201 | 641069 | 4.99 | F--8 | 0 | Malleable Iron Fittings, Union - 90° Elbow - Galvanized | 1/4" | na | na | Galvanized | na | Each | 0 | na | 0 | 0 | 0
5202 | 641046 | 12.31 | F--8 | 0 | Malleable Iron Fittings, Union - 90° Elbow - Galvanized | 1/2" | na | na | Galvanized | na | Each | 0 | na | 0 | 0 | 0
5203 | 651091 | 8.3 | F--8 | 0 | Malleable Iron Fittings, Union - 90° Elbow - Galvanized | 3/4" | na | na | Galvanized | na | Each | 0 | na | 0 | 0 | 0
5204 | 640039 | 31.49 | F--8 | 0 | Malleable Iron Fittings, Union - 90° Elbow - Galvanized | 1" | na | na | Galvanized | na | Each | 0 | na | 0 | 0 | 0
5205 | 641039 | 47.8 | F--8 | 0 | Malleable Iron Fittings, Union - 90° Elbow - Galvanized | 1-1/4" | na | na | Galvanized | na | Each | 0 | na | 0 | 0 | 0
5206 | 640026 | 69.84 | F--8 | 0 | Malleable Iron Fittings, Union - 90° Elbow - Galvanized | 2" | na | na | Galvanized | na | Each | 0 | na | 0 | 0 | 0
5207 | 641081 | 59.82 | F--8 | 0 | Malleable Iron Fittings, Union - 90° Elbow - Galvanized | 2-1/2" | na | na | Galvanized | na | Each | 0 | na | 0 | 0 | 0
5208 | 641075 | 6.08 | F--8 | 0 | Malleable Iron Fittings, Union - 45° Elbow - Galvanized | 1/2" | na | na | Galvanized | na | Each | 0 | na | 0 | 0 | 0
5209 | 640042 | 44.94 | F--8 | 0 | Malleable Iron Fittings, Union - 45° Elbow - Galvanized | 1" | na | na | Galvanized | na | Each | 0 | na | 0 | 0 | 0
5210 | 641070 | 66.98 | F--8 | 0 | Malleable Iron Fittings, Union - 45° Elbow - Galvanized | 1-1/2" | na | na | Galvanized | na | Each | 0 | na | 0 | 0 | 0
5211 | 651079 | 108.19 | F--8 | 0 | Malleable Iron Fittings, Union - 45° Elbow - Galvanized | 2" | na | na | Galvanized | na | Each | 0 | na | 0 | 0 | 0
5212 | 641068 | 8.88 | F--8 | 0 | Malleable Iron Fittings, 90° Street Elbow - Galvanized | 1" | na | na | Galvanized | na | Each | 0 | na | 0 | 0 | 0
5213 | 641041 | 29.77 | F--8 | 0 | Malleable Iron Fittings, 90° Reducing Elbow - Galvanized | 1" x 1/2" | na | na | Galvanized | na | Each | 0 | na | 0 | 0 | 0
5214 | 641078 | 93.31 | F--8 | 0 | Malleable Iron Fittings, 90° Reducing Elbow - Galvanized | 1-1/2" x 1" | na | na | Galvanized | na | Each | 0 | na | 0 | 0 | 0
5215 | 640032 | 84.43 | F--8 | 0 | Malleable Iron Fittings, 90° Reducing Elbow - Galvanized | 2-1/2" x 1-1/2" | na | na | Galvanized | na | Each | 0 | na | 0 | 0 | 0
5216 | 641052 | 4.19 | F--8 | 0 | Malleable Iron Fittings, Tee - Galvanized | 1/2" | na | na | Galvanized | na | Each | 0 | na | 0 | 0 | 0
5217 | 641054 | 7.51 | F--8 | 0 | Malleable Iron Fittings, Reducing Tee - Galvanized | 1/2" x 1/2" x 1/4" | na | na | Galvanized | na | Each | 0 | na | 0 | 0 | 0
5218 | 641044 | 64.97 | F--8 | 0 | Malleable Iron Fittings, Reducing Tee - Galvanized | 1-1/4" x 1-1/4" x 1/2" | na | na | Galvanized | na | Each | 0 | na | 0 | 0 | 0
5219 | 641063 | 76.99 | F--8 | 0 | Malleable Iron Fittings, Reducing Tee - Galvanized | 1-1/4" x 1-1/4" x 1" | na | na | Galvanized | na | Each | 0 | na | 0 | 0 | 0
5220 | 640041 | 31.49 | F--8 | 0 | Malleable Iron Fittings, Reducing Tee - Galvanized | 1-1/2" x 1/2" x 1-1/2" | na | na | Galvanized | na | Each | 0 | na | 0 | 0 | 0
5221 | 651188 | 66.69 | F--8 | 0 | Malleable Iron Fittings, Reducing Tee - Galvanized | 1-1/2" x 1-1/4" x 1" | na | na | Galvanized | na | Each | 0 | na | 0 | 0 | 0
5222 | 641065 | 29.77 | F--8 | 0 | Malleable Iron Fittings, Reducing Tee - Galvanized | 1-1/2" x 1-1/2" x 1-1/4" | na | na | Galvanized | na | Each | 0 | na | 0 | 0 | 0
5223 | 641066 | 40.93 | F--8 | 0 | Malleable Iron Fittings, Reducing Tee - Galvanized | 2" x 1/2" x 2" | na | na | Galvanized | na | Each | 0 | na | 0 | 0 | 0
5224 | 641056 | 40.93 | F--8 | 0 | Malleable Iron Fittings, Reducing Tee - Galvanized | 2" x 1" x 2" | na | na | Galvanized | na | Each | 0 | na | 0 | 0 | 0
5225 | 641076 | 40.93 | F--8 | 0 | Malleable Iron Fittings, Reducing Tee - Galvanized | 2" x 1-1/2" x 2" | na | na | Galvanized | na | Each | 0 | na | 0 | 0 | 0
5226 | 640027 | 50.95 | F--8 | 0 | Malleable Iron Fittings, Reducing Tee - Galvanized | 2" x 2" x 1/2" | na | na | Galvanized | na | Each | 0 | na | 0 | 0 | 0
5227 | 640035 | 37.78 | F--8 | 0 | Malleable Iron Fittings, Reducing Tee - Galvanized | 2" x 2" x 1-1/2" | na | na | Galvanized | na | Each | 0 | na | 0 | 0 | 0
5228 | 640037 | 7.85 | F--8 | 0 | Malleable Iron Fittings, Hex Bushing - Galvanized | 1/2" x 1/4" | na | na | Galvanized | na | Each | 0 | na | 0 | 0 | 0
5229 | 641047 | 24.33 | F--8 | 0 | Malleable Iron Fittings, Hex Bushing - Galvanized | 3/4" x 1/2" | na | na | Galvanized | na | Each | 0 | na | 0 | 0 | 0
5230 | 640038 | 30.06 | F--8 | 0 | Malleable Iron Fittings, Hex Bushing - Galvanized | 1" x 1/2" | na | na | Galvanized | na | Each | 0 | na | 0 | 0 | 0
5231 | 641073 | 48.09 | F--8 | 0 | Malleable Iron Fittings, Hex Bushing - Galvanized | 1-1/4" x 1/2" | na | na | Galvanized | na | Each | 0 | na | 0 | 0 | 0
5232 | 641059 | 12.03 | F--8 | 0 | Malleable Iron Fittings, Hex Bushing - Galvanized | 1-1/4" x 1" | na | na | Galvanized | na | Each | 0 | na | 0 | 0 | 0
5233 | 640049 | 14.89 | F--8 | 0 | Malleable Iron Fittings, Hex Bushing - Galvanized | 1-1/2" x 1/4" | na | na | Galvanized | na | Each | 0 | na | 0 | 0 | 0
5234 | 641074 | 13.74 | F--8 | 0 | Malleable Iron Fittings, Hex Bushing - Galvanized | 1-1/2" x 1/2" | na | na | Galvanized | na | Each | 0 | na | 0 | 0 | 0
5235 | 641060 | 14.03 | F--8 | 0 | Malleable Iron Fittings, Hex Bushing - Galvanized | 1-1/2" x 3/4" | na | na | Galvanized | na | Each | 0 | na | 0 | 0 | 0
5236 | 641048 | 48.66 | F--8 | 0 | Malleable Iron Fittings, Hex Bushing - Galvanized | 1-1/2" x 1" | na | na | Galvanized | na | Each | 0 | na | 0 | 0 | 0
5237 | 641061 | 11.28 | F--8 | 0 | Malleable Iron Fittings, Hex Bushing - Galvanized | 1-1/2" x 1-1/4" | na | na | Galvanized | na | Each | 0 | na | 0 | 0 | 0
5238 | 640040 | 17.18 | F--8 | 0 | Malleable Iron Fittings, Hex Bushing - Galvanized | 2" x 1/4" | na | na | Galvanized | na | Each | 0 | na | 0 | 0 | 0
5239 | 640044 | 14.89 | F--8 | 0 | Malleable Iron Fittings, Hex Bushing - Galvanized | 2" x 1" | na | na | Galvanized | na | Each | 0 | na | 0 | 0 | 0
5240 | 641049 | 13.46 | F--8 | 0 | Malleable Iron Fittings, Hex Bushing - Galvanized | 2" x 1-1/2" | na | na | Galvanized | na | Each | 0 | na | 0 | 0 | 0
5241 | 641085 | 10.49 | F--8 | 0 | Malleable Iron Fittings, Plug - Galvanized | 1/4" | na | na | Galvanized | na | Each | 0 | na | 0 | 0 | 0
5242 | 641084 | 13.46 | F--8 | 0 | Malleable Iron Fittings, Plug - Galvanized | 2" | na | na | Galvanized | na | Each | 0 | na | 0 | 0 | 0
5243 | 642082 | 20.61 | F--8 | 0 | Malleable Iron Fittings, Cap - Galvanized | 1" | na | na | Galvanized | na | Each | 0 | na | 0 | 0 | 0
5244 | 641082 | 10.77 | F--8 | 0 | Malleable Iron Fittings, Cap - Galvanized | 1-1/2" | na | na | Galvanized | na | Each | 0 | na | 0 | 0 | 0
5245 | 60103 | 4.01 | F--9 | 0 | Standard Black Nipple | 1/4" x Close | na | na | na | na | Each | 0 | na | 0 | 0 | 0
5246 | 60271 | 4.24 | F--9 | 0 | Standard Black Nipple | 1/4" x 2" | na | na | na | na | Each | 0 | na | 0 | 0 | 0
5247 | 60272 | 5.1 | F--9 | 0 | Standard Black Nipple | 1/4" x 2-1/2" | na | na | na | na | Each | 0 | na | 0 | 0 | 0
5248 | 60270 | 5.1 | F--9 | 0 | Standard Black Nipple | 1/4" x 3" | na | na | na | na | Each | 0 | na | 0 | 0 | 0
5249 | 60267 | 6.08 | F--9 | 0 | Standard Black Nipple | 1/4" x 3-1/2" | na | na | na | na | Each | 0 | na | 0 | 0 | 0
5250 | 60143 | 6.08 | F--9 | 0 | Standard Black Nipple | 1/4" x 4" | na | na | na | na | Each | 0 | na | 0 | 0 | 0
5251 | 60266 | 9.28 | F--9 | 0 | Standard Black Nipple | 1/4" x 5" | na | na | na | na | Each | 0 | na | 0 | 0 | 0
5252 | 60265 | 10.77 | F--9 | 0 | Standard Black Nipple | 1/4" x 5-1/2" | na | na | na | na | Each | 0 | na | 0 | 0 | 0
5253 | 60145 | 3.56 | F--9 | 0 | Standard Black Nipple | 1/2" x Close | na | na | na | na | Each | 0 | na | 0 | 0 | 0
5254 | 60146 | 3.56 | F--9 | 0 | Standard Black Nipple | 1/2" x 1-1/2" | na | na | na | na | Each | 0 | na | 0 | 0 | 0
5255 | 60147 | 3.56 | F--9 | 0 | Standard Black Nipple | 1/2" x 2" | na | na | na | na | Each | 0 | na | 0 | 0 | 0
5256 | 60148 | 4.24 | F--9 | 0 | Standard Black Nipple | 1/2" x 2-1/2" | na | na | na | na | Each | 0 | na | 0 | 0 | 0
5257 | 60175 | 4.24 | F--9 | 0 | Standard Black Nipple | 1/2" x 3" | na | na | na | na | Each | 0 | na | 0 | 0 | 0
5258 | 60176 | 4.87 | F--9 | 0 | Standard Black Nipple | 1/2" x 3-1/2" | na | na | na | na | Each | 0 | na | 0 | 0 | 0
5259 | 60149 | 4.87 | F--9 | 0 | Standard Black Nipple | 1/2" x 4" | na | na | na | na | Each | 0 | na | 0 | 0 | 0
5260 | 60177 | 5.73 | F--9 | 0 | Standard Black Nipple | 1/2" x 4-1/2" | na | na | na | na | Each | 0 | na | 0 | 0 | 0
5261 | 60178 | 5.73 | F--9 | 0 | Standard Black Nipple | 1/2" x 5" | na | na | na | na | Each | 0 | na | 0 | 0 | 0
5262 | 60179 | 6.3 | F--9 | 0 | Standard Black Nipple | 1/2" x 5-1/2" | na | na | na | na | Each | 0 | na | 0 | 0 | 0
5263 | 60180 | 6.3 | F--9 | 0 | Standard Black Nipple | 1/2" x 6" | na | na | na | na | Each | 0 | na | 0 | 0 | 0
5264 | 60181 | 4.01 | F--9 | 0 | Standard Black Nipple | 3/4" x Close | na | na | na | na | Each | 0 | na | 0 | 0 | 0
5265 | 60218 | 3.33 | F--9 | 0 | Standard Black Nipple | 3/4" x 1-1/2" | na | na | na | na | Each | 0 | na | 0 | 0 | 0
5266 | 60150 | 4.19 | F--9 | 0 | Standard Black Nipple | 3/4" x 2" | na | na | na | na | Each | 0 | na | 0 | 0 | 0
5267 | 60151 | 4.7 | F--9 | 0 | Standard Black Nipple | 3/4" x 2-1/2" | na | na | na | na | Each | 0 | na | 0 | 0 | 0
5268 | 60152 | 7.05 | F--9 | 0 | Standard Black Nipple | 3/4" x 3" | na | na | na | na | Each | 0 | na | 0 | 0 | 0
5269 | 60182 | 8.94 | F--9 | 0 | Standard Black Nipple | 3/4" x 3-1/2" | na | na | na | na | Each | 0 | na | 0 | 0 | 0
5270 | 60183 | 11.34 | F--9 | 0 | Standard Black Nipple | 3/4" x 4" | na | na | na | na | Each | 0 | na | 0 | 0 | 0
5271 | 60184 | 10.49 | F--9 | 0 | Standard Black Nipple | 3/4" x 4-1/2" | na | na | na | na | Each | 0 | na | 0 | 0 | 0
5272 | 60185 | 10.49 | F--9 | 0 | Standard Black Nipple | 3/4" x 5" | na | na | na | na | Each | 0 | na | 0 | 0 | 0
5273 | 60186 | 12.21 | F--9 | 0 | Standard Black Nipple | 3/4" x 5-1/2" | na | na | na | na | Each | 0 | na | 0 | 0 | 0
5274 | 60187 | 11.11 | F--9 | 0 | Standard Black Nipple | 3/4" x 6" | na | na | na | na | Each | 0 | na | 0 | 0 | 0
5275 | 60104 | 5.73 | F--9 | 0 | Standard Black Nipple | 1" x Close | na | na | na | na | Each | 0 | na | 0 | 0 | 0
5276 | 60105 | 6.08 | F--9 | 0 | Standard Black Nipple | 1" x 2" | na | na | na | na | Each | 0 | na | 0 | 0 | 0
5277 | 60106 | 6.53 | F--9 | 0 | Standard Black Nipple | 1" x 2-1/2" | na | na | na | na | Each | 0 | na | 0 | 0 | 0
5278 | 60107 | 6.53 | F--9 | 0 | Standard Black Nipple | 1" x 3" | na | na | na | na | Each | 0 | na | 0 | 0 | 0
5279 | 60108 | 7.97 | F--9 | 0 | Standard Black Nipple | 1" x 3-1/2" | na | na | na | na | Each | 0 | na | 0 | 0 | 0
5280 | 60109 | 7.97 | F--9 | 0 | Standard Black Nipple | 1" x 4" | na | na | na | na | Each | 0 | na | 0 | 0 | 0
5281 | 60110 | 9.45 | F--9 | 0 | Standard Black Nipple | 1" x 4-1/2" | na | na | na | na | Each | 0 | na | 0 | 0 | 0
5282 | 60111 | 9.45 | F--9 | 0 | Standard Black Nipple | 1" x 5" | na | na | na | na | Each | 0 | na | 0 | 0 | 0
5283 | 60112 | 11.11 | F--9 | 0 | Standard Black Nipple | 1" x 5-1/2" | na | na | na | na | Each | 0 | na | 0 | 0 | 0
5284 | 60113 | 11.11 | F--9 | 0 | Standard Black Nipple | 1" x 6" | na | na | na | na | Each | 0 | na | 0 | 0 | 0
5285 | 60197 | 14.6 | F--9 | 0 | Standard Black Nipple | 1" x 7-1/2" | na | na | na | na | Each | 0 | na | 0 | 0 | 0
5286 | 60198 | 19.18 | F--9 | 0 | Standard Black Nipple | 1" x 8" | na | na | na | na | Each | 0 | na | 0 | 0 | 0
5287 | 60199 | 14.6 | F--9 | 0 | Standard Black Nipple | 1" x 8-1/2" | na | na | na | na | Each | 0 | na | 0 | 0 | 0
5288 | 60200 | 22.04 | F--9 | 0 | Standard Black Nipple | 1" x 9" | na | na | na | na | Each | 0 | na | 0 | 0 | 0
5289 | 60201 | 16.03 | F--9 | 0 | Standard Black Nipple | 1" x 9-1/2" | na | na | na | na | Each | 0 | na | 0 | 0 | 0
5290 | 60202 | 22.04 | F--9 | 0 | Standard Black Nipple | 1" x 10" | na | na | na | na | Each | 0 | na | 0 | 0 | 0
5291 | 60203 | 19.75 | F--9 | 0 | Standard Black Nipple | 1" x 10-1/2" | na | na | na | na | Each | 0 | na | 0 | 0 | 0
5292 | 60204 | 24.9 | F--9 | 0 | Standard Black Nipple | 1" x 11" | na | na | na | na | Each | 0 | na | 0 | 0 | 0
5293 | 60114 | 6.99 | F--9 | 0 | Standard Black Nipple | 1-1/4" x Close | na | na | na | na | Each | 0 | na | 0 | 0 | 0
5294 | 60115 | 7.73 | F--9 | 0 | Standard Black Nipple | 1-1/4" x 2" | na | na | na | na | Each | 0 | na | 0 | 0 | 0
5295 | 60116 | 8.3 | F--9 | 0 | Standard Black Nipple | 1-1/4" x 2-1/2" | na | na | na | na | Each | 0 | na | 0 | 0 | 0
5296 | 60117 | 8.3 | F--9 | 0 | Standard Black Nipple | 1-1/4" x 3" | na | na | na | na | Each | 0 | na | 0 | 0 | 0
5297 | 60118 | 9.63 | F--9 | 0 | Standard Black Nipple | 1-1/4" x 3-1/2" | na | na | na | na | Each | 0 | na | 0 | 0 | 0
5298 | 60119 | 9.63 | F--9 | 0 | Standard Black Nipple | 1-1/4" x 4" | na | na | na | na | Each | 0 | na | 0 | 0 | 0
5299 | 60121 | 12.03 | F--9 | 0 | Standard Black Nipple | 1-1/4" x 5" | na | na | na | na | Each | 0 | na | 0 | 0 | 0
5300 | 60122 | 14.31 | F--9 | 0 | Standard Black Nipple | 1-1/4" x 5-1/2" | na | na | na | na | Each | 0 | na | 0 | 0 | 0
5301 | 60123 | 14.31 | F--9 | 0 | Standard Black Nipple | 1-1/4" x 6" | na | na | na | na | Each | 0 | na | 0 | 0 | 0
5302 | 60290 | 5.73 | F--9 | 0 | Standard Black Nipple | 1-1/4" x 6-1/2" | na | na | na | na | Each | 0 | na | 0 | 0 | 0
5303 | 60216 | 23.47 | F--9 | 0 | Standard Black Nipple | 1-1/4" x 7" | na | na | na | na | Each | 0 | na | 0 | 0 | 0
5304 | 60289 | 6.25 | F--9 | 0 | Standard Black Nipple | 1-1/4" x 7-1/2" | na | na | na | na | Each | 0 | na | 0 | 0 | 0
5305 | 60291 | 23.47 | F--9 | 0 | Standard Black Nipple | 1-1/4" x 8" | na | na | na | na | Each | 0 | na | 0 | 0 | 0
5306 | 60292 | 6.82 | F--9 | 0 | Standard Black Nipple | 1-1/4" x 8-1/2" | na | na | na | na | Each | 0 | na | 0 | 0 | 0
5307 | 60293 | 28.62 | F--9 | 0 | Standard Black Nipple | 1-1/4" x 9" | na | na | na | na | Each | 0 | na | 0 | 0 | 0
5308 | 60294 | 28.62 | F--9 | 0 | Standard Black Nipple | 1-1/4" x 10" | na | na | na | na | Each | 0 | na | 0 | 0 | 0
5309 | 60295 | 32.63 | F--9 | 0 | Standard Black Nipple | 1-1/4" x 11" | na | na | na | na | Each | 0 | na | 0 | 0 | 0
5310 | 60296 | 31.77 | F--9 | 0 | Standard Black Nipple | 1-1/4" x 12" | na | na | na | na | Each | 0 | na | 0 | 0 | 0
5311 | 60124 | 8.82 | F--9 | 0 | Standard Black Nipple | 1-1/2" x Close | na | na | na | na | Each | 0 | na | 0 | 0 | 0
5312 | 60125 | 9.51 | F--9 | 0 | Standard Black Nipple | 1-1/2" x 2" | na | na | na | na | Each | 0 | na | 0 | 0 | 0
5313 | 60126 | 10.49 | F--9 | 0 | Standard Black Nipple | 1-1/2" x 2-1/2" | na | na | na | na | Each | 0 | na | 0 | 0 | 0
5314 | 60127 | 10.49 | F--9 | 0 | Standard Black Nipple | 1-1/2" x 3" | na | na | na | na | Each | 0 | na | 0 | 0 | 0
5315 | 60128 | 12.03 | F--9 | 0 | Standard Black Nipple | 1-1/2" x 3-1/2" | na | na | na | na | Each | 0 | na | 0 | 0 | 0
5316 | 60129 | 12.03 | F--9 | 0 | Standard Black Nipple | 1-1/2" x 4" | na | na | na | na | Each | 0 | na | 0 | 0 | 0
5317 | 60130 | 14.6 | F--9 | 0 | Standard Black Nipple | 1-1/2" x 4-1/2" | na | na | na | na | Each | 0 | na | 0 | 0 | 0
5318 | 60131 | 14.6 | F--9 | 0 | Standard Black Nipple | 1-1/2" x 5" | na | na | na | na | Each | 0 | na | 0 | 0 | 0
5319 | 60132 | 16.89 | F--9 | 0 | Standard Black Nipple | 1-1/2" x 5-1/2" | na | na | na | na | Each | 0 | na | 0 | 0 | 0
5320 | 60133 | 16.89 | F--9 | 0 | Standard Black Nipple | 1-1/2" x 6" | na | na | na | na | Each | 0 | na | 0 | 0 | 0
5321 | 60155 | 6.36 | F--9 | 0 | Standard Black Nipple | 1-1/2" x 6-1/2" | na | na | na | na | Each | 0 | na | 0 | 0 | 0
5322 | 60157 | 26.34 | F--9 | 0 | Standard Black Nipple | 1-1/2" x 7" | na | na | na | na | Each | 0 | na | 0 | 0 | 0
5323 | 60158 | 7.05 | F--9 | 0 | Standard Black Nipple | 1-1/2" x 7-1/2" | na | na | na | na | Each | 0 | na | 0 | 0 | 0
5324 | 60159 | 26.34 | F--9 | 0 | Standard Black Nipple | 1-1/2" x 8" | na | na | na | na | Each | 0 | na | 0 | 0 | 0
5325 | 60170 | 31.49 | F--9 | 0 | Standard Black Nipple | 1-1/2" x 9" | na | na | na | na | Each | 0 | na | 0 | 0 | 0
5326 | 60304 | 8.99 | F--9 | 0 | Standard Black Nipple | 1-1/2" x 9-1/2" | na | na | na | na | Each | 0 | na | 0 | 0 | 0
5327 | 60171 | 31.49 | F--9 | 0 | Standard Black Nipple | 1-1/2" x 10" | na | na | na | na | Each | 0 | na | 0 | 0 | 0
5328 | 60134 | 12.03 | F--9 | 0 | Standard Black Nipple | 2" x Close | na | na | na | na | Each | 0 | na | 0 | 0 | 0
5329 | 60135 | 13.74 | F--9 | 0 | Standard Black Nipple | 2" x 2-1/2" | na | na | na | na | Each | 0 | na | 0 | 0 | 0
5330 | 60136 | 13.74 | F--9 | 0 | Standard Black Nipple | 2" x 3" | na | na | na | na | Each | 0 | na | 0 | 0 | 0
5331 | 60137 | 16.6 | F--9 | 0 | Standard Black Nipple | 2" x 3-1/2" | na | na | na | na | Each | 0 | na | 0 | 0 | 0
5332 | 60138 | 16.6 | F--9 | 0 | Standard Black Nipple | 2" x 4" | na | na | na | na | Each | 0 | na | 0 | 0 | 0
5333 | 60160 | 20.04 | F--9 | 0 | Standard Black Nipple | 2" x 4-1/2" | na | na | na | na | Each | 0 | na | 0 | 0 | 0
5334 | 60139 | 20.04 | F--9 | 0 | Standard Black Nipple | 2" x 5" | na | na | na | na | Each | 0 | na | 0 | 0 | 0
5335 | 60140 | 22.9 | F--9 | 0 | Standard Black Nipple | 2" x 5-1/2" | na | na | na | na | Each | 0 | na | 0 | 0 | 0
5336 | 60141 | 22.9 | F--9 | 0 | Standard Black Nipple | 2" x 6" | na | na | na | na | Each | 0 | na | 0 | 0 | 0
5337 | 60172 | 9.11 | F--9 | 0 | Standard Black Nipple | 2" x 6-1/2" | na | na | na | na | Each | 0 | na | 0 | 0 | 0
5338 | 60173 | 34.64 | F--9 | 0 | Standard Black Nipple | 2" x 7" | na | na | na | na | Each | 0 | na | 0 | 0 | 0
5339 | 60207 | 37.78 | F--9 | 0 | Standard Black Nipple | 2" x 8" | na | na | na | na | Each | 0 | na | 0 | 0 | 0
5340 | 60208 | 44.08 | F--9 | 0 | Standard Black Nipple | 2" x 9" | na | na | na | na | Each | 0 | na | 0 | 0 | 0
5341 | 60209 | 44.94 | F--9 | 0 | Standard Black Nipple | 2" x 10" | na | na | na | na | Each | 0 | na | 0 | 0 | 0
5342 | 60210 | 50.95 | F--9 | 0 | Standard Black Nipple | 2" x 11" | na | na | na | na | Each | 0 | na | 0 | 0 | 0
5343 | 60168 | 47.23 | F--9 | 0 | Standard Black Nipple | 2" x 12" | na | na | na | na | Each | 0 | na | 0 | 0 | 0
5344 | 60142 | 37.5 | F--10 | 0 | Standard Black Nipple | 2-1/2" x Close | na | na | na | na | Each | 0 | na | 0 | 0 | 0
5345 | 60161 | 38.07 | F--10 | 0 | Standard Black Nipple | 2-1/2" x 3" | na | na | na | na | Each | 0 | na | 0 | 0 | 0
5346 | 60163 | 44.08 | F--10 | 0 | Standard Black Nipple | 2-1/2" x 4" | na | na | na | na | Each | 0 | na | 0 | 0 | 0
5347 | 60164 | 47.8 | F--10 | 0 | Standard Black Nipple | 2-1/2" x 4-1/2" | na | na | na | na | Each | 0 | na | 0 | 0 | 0
5348 | 60165 | 47.8 | F--10 | 0 | Standard Black Nipple | 2-1/2" x 5" | na | na | na | na | Each | 0 | na | 0 | 0 | 0
5349 | 60166 | 50.95 | F--10 | 0 | Standard Black Nipple | 2-1/2" x 5-1/2" | na | na | na | na | Each | 0 | na | 0 | 0 | 0
5350 | 60167 | 50.95 | F--10 | 0 | Standard Black Nipple | 2-1/2" x 6" | na | na | na | na | Each | 0 | na | 0 | 0 | 0
5351 | 60153 | 5.73 | F--10 | 0 | Extra Heavy Black Nipple | 1/2" x Close | na | na | na | na | Each | 0 | na | 0 | 0 | 0
5352 | 60154 | 5.73 | F--10 | 0 | Extra Heavy Black Nipple | 1/2" x 2" | na | na | na | na | Each | 0 | na | 0 | 0 | 0
5353 | 60211 | 6.65 | F--10 | 0 | Extra Heavy Black Nipple | 1/2" x 2-1/2" | na | na | na | na | Each | 0 | na | 0 | 0 | 0
5354 | 60194 | 8.08 | F--10 | 0 | Extra Heavy Black Nipple | 1/2" x 4" | na | na | na | na | Each | 0 | na | 0 | 0 | 0
5355 | 60213 | 6.53 | F--10 | 0 | Extra Heavy Black Nipple | 3/4" x Close | na | na | na | na | Each | 0 | na | 0 | 0 | 0
5356 | 60192 | 6.53 | F--10 | 0 | Extra Heavy Black Nipple | 3/4" x 1-1/2" | na | na | na | na | Each | 0 | na | 0 | 0 | 0
5357 | 60286 | 6.08 | F--10 | 0 | Extra Heavy Black Nipple | 3/4" x 2" | na | na | na | na | Each | 0 | na | 0 | 0 | 0
5358 | 60191 | 7.73 | F--10 | 0 | Extra Heavy Black Nipple | 3/4" x 3" | na | na | na | na | Each | 0 | na | 0 | 0 | 0
5359 | 60223 | 6.65 | F--10 | 0 | Galvanized Nipple | 1/4" x 2-1/2" | na | na | na | na | Each | 0 | na | 0 | 0 | 0
5360 | 60230 | 6.99 | F--10 | 0 | Galvanized Nipple | 1/2" x 5" | na | na | na | na | Each | 0 | na | 0 | 0 | 0
5361 | 86323 | 7.97 | F--10 | 0 | Galvanized Nipple | 1/2" x 6" | na | na | na | na | Each | 0 | na | 0 | 0 | 0
5362 | 86324 | 4.82 | F--10 | 0 | Galvanized Nipple | 3/4" x Close | na | na | na | na | Each | 0 | na | 0 | 0 | 0
5363 | 60260 | 5.79 | F--10 | 0 | Galvanized Nipple | 3/4" x 2" | na | na | na | na | Each | 0 | na | 0 | 0 | 0
5364 | 86326 | 6.99 | F--10 | 0 | Galvanized Nipple | 3/4" x 4" | na | na | na | na | Each | 0 | na | 0 | 0 | 0
5365 | 60262 | 8.88 | F--10 | 0 | Galvanized Nipple | 3/4" x 5" | na | na | na | na | Each | 0 | na | 0 | 0 | 0
5366 | 50142 | 6.99 | F--10 | 0 | Galvanized Nipple | 1" x Close | na | na | na | na | Each | 0 | na | 0 | 0 | 0
5367 | 50143 | 7.56 | F--10 | 0 | Galvanized Nipple | 1" x 2" | na | na | na | na | Each | 0 | na | 0 | 0 | 0
5368 | 60221 | 9.74 | F--10 | 0 | Galvanized Nipple | 1" x 4" | na | na | na | na | Each | 0 | na | 0 | 0 | 0
5369 | 60222 | 13.74 | F--10 | 0 | Galvanized Nipple | 1" x 6" | na | na | na | na | Each | 0 | na | 0 | 0 | 0
5370 | 50159 | 5.96 | F--10 | 0 | Galvanized Nipple | na | na | na | na | na | Each | 0 | na | 0 | 0 | 0
5371 | 50180 | 19.75 | F--10 | 0 | Galvanized Nipple | 2" x 3" | na | na | na | na | Each | 0 | na | 0 | 0 | 0
5372 | 50188 | 42.65 | F--10 | 0 | Galvanized Nipple | 2-1/2" x 3" | na | na | na | na | Each | 0 | na | 0 | 0 | 0
5373 | HS2 | 16.89 | H--1 | 0 | CPVC Hanger - Head-Set Bracket | na | na | na | na | na | Each | 0 | na | 0 | 0 | 120
5374 | 90360 | 3.39 | H--1 | 0 | Erico Hangers, CPVC Hanger - One Hole Strap - #107 | 3/4" | na | na | na | na | Each | 0 | na | 0 | 0 | 0
5375 | 90361 | 3.79 | H--1 | 0 | Erico Hangers, CPVC Hanger - One Hole Strap - #107 | 1" | na | na | na | na | Each | 0 | na | 0 | 0 | 0
5376 | 90362 | 5.34 | H--1 | 0 | Erico Hangers, CPVC Hanger - One Hole Strap - #107 | 1-1/4" | na | na | na | na | Each | 0 | na | 0 | 0 | 0
5377 | 90363 | 6.08 | H--1 | 0 | Erico Hangers, CPVC Hanger - One Hole Strap - #107 | 1-1/2" | na | na | na | na | Each | 0 | na | 0 | 0 | 0
5378 | 90364 | 6.82 | H--1 | 0 | Erico Hangers, CPVC Hanger - One Hole Strap - #107 | 2" | na | na | na | na | Each | 0 | na | 0 | 0 | 0
5379 | 90365 | 4.7 | H--1 | 0 | Erico Hangers, CPVC Hanger - Two Hole Strap - #108 | 3/4" | na | na | na | na | Each | 0 | na | 0 | 0 | 0
5380 | 90366 | 5.05 | H--1 | 0 | Erico Hangers, CPVC Hanger - Two Hole Strap - #108 | 1" | na | na | na | na | Each | 0 | na | 0 | 0 | 0
5381 | 90367 | 5.68 | H--1 | 0 | Erico Hangers, CPVC Hanger - Two Hole Strap - #108 | 1-1/4" | na | na | na | na | Each | 0 | na | 0 | 0 | 0
5382 | 90368 | 5.96 | H--1 | 0 | Erico Hangers, CPVC Hanger - Two Hole Strap - #108 | 1-1/2" | na | na | na | na | Each | 0 | na | 0 | 0 | 0
5383 | 90369 | 6.02 | H--1 | 0 | Erico Hangers, CPVC Hanger - Two Hole Strap - #108 | 2" | na | na | na | na | Each | 0 | na | 0 | 0 | 0
5384 | 90370 | 6.53 | H--1 | 0 | Erico Hanger, CPVC Hanger - Side Mount Strap #109 | 3/4" | na | na | na | na | Each | 0 | na | 0 | 0 | 0
5385 | 90371 | 6.87 | H--1 | 0 | Erico Hanger, CPVC Hanger - Side Mount Strap #109 | 1" | na | na | na | na | Each | 0 | na | 0 | 0 | 0
5386 | 90372 | 7.22 | H--1 | 0 | Erico Hanger, CPVC Hanger - Side Mount Strap #109 | 1-1/4" | na | na | na | na | Each | 0 | na | 0 | 0 | 0
5387 | 90373 | 7.68 | H--1 | 0 | Erico Hanger, CPVC Hanger - Side Mount Strap #109 | 1-1/2" | na | na | na | na | Each | 0 | na | 0 | 0 | 0
5388 | 90374 | 8.77 | H--1 | 0 | Erico Hanger, CPVC Hanger - Side Mount Strap #109 | 2" | na | na | na | na | Each | 0 | na | 0 | 0 | 0
5389 | NB75 | 8.48 | H--1 | 0 | Erico Hangers, CPVC Hanger - No-Block Hangers | 3/4" | na | na | na | na | Each | 0 | na | 0 | 0 | 0
5390 | NB1 | 9.11 | H--1 | 0 | Erico Hangers, CPVC Hanger - No-Block Hangers | 1" | na | na | na | na | Each | 0 | na | 0 | 0 | 0
5391 | NB125 | 9.63 | H--1 | 0 | Erico Hangers, CPVC Hanger - No-Block Hangers | 1-1/4" | na | na | na | na | Each | 0 | na | 0 | 0 | 0
5392 | NB15 | 10.2 | H--1 | 0 | Erico Hangers, CPVC Hanger - No-Block Hangers | 1-1/2" | na | na | na | na | Each | 0 | na | 0 | 0 | 0
5393 | NB2 | 12.31 | H--1 | 0 | Erico Hangers, CPVC Hanger - No-Block Hangers | 2" | na | na | na | na | Each | 0 | na | 0 | 0 | 0
5394 | 90375 | 9.45 | H--1 | 0 | Erico Hangers, CPVC Surge Restraint | na | na | na | na | na | Each | 0 | na | 0 | 0 | 0
5395 | 150100 | 2.87 | H--1 | 0 | Erico Hanger, Heavy Duty Swivel Hanger - Model 115 | 1" | na | na | na | na | Each | 0 | na | 0 | 0 | 0
5396 | 150125 | 3.05 | H--1 | 0 | Erico Hanger, Heavy Duty Swivel Hanger - Model 115 | 1-1/4" | na | na | na | na | Each | 0 | na | 0 | 0 | 0
5397 | 150150 | 3.05 | H--1 | 0 | Erico Hanger, Heavy Duty Swivel Hanger - Model 115 | 1-1/2" | na | na | na | na | Each | 0 | na | 0 | 0 | 0
5398 | 150200 | 3.05 | H--1 | 0 | Erico Hanger, Heavy Duty Swivel Hanger - Model 115 | 2" | na | na | na | na | Each | 0 | na | 0 | 0 | 0
5399 | 150250 | 6.94 | H--1 | 0 | Erico Hanger, Heavy Duty Swivel Hanger - Model 115 | 2-1/2" | na | na | na | na | Each | 0 | na | 0 | 0 | 0
5400 | 115300 | 7.22 | H--1 | 0 | Erico Hanger, Heavy Duty Swivel Hanger - Model 115 | 3" | na | na | na | na | Each | 0 | na | 0 | 0 | 0
5401 | 115400 | 7.73 | H--1 | 0 | Erico Hanger, Heavy Duty Swivel Hanger - Model 115 | 4" | na | na | na | na | Each | 0 | na | 0 | 0 | 0
5402 | 115500 | 24.33 | H--1 | 0 | Erico Hanger, Heavy Duty Swivel Hanger - Model 115 | 5" | na | na | na | na | Each | 0 | na | 0 | 0 | 0
5403 | 115600 | 20.61 | H--1 | 0 | Erico Hanger, Heavy Duty Swivel Hanger - Model 115 | 6" | na | na | na | na | Each | 0 | na | 0 | 0 | 0
5404 | 115800 | 24.33 | H--1 | 0 | Erico Hanger, Heavy Duty Swivel Hanger - Model 115 | 8" | na | na | na | na | Each | 0 | na | 0 | 0 | 0
5405 | SBC037-3/8 | 7.28 | H--1 | 0 | #SBC07 TOP BEAM CLAMPS | 3/8" | na | na | na | na | Each | 0 | na | 0 | 0 | 0
5406 | 300037 | 8.99 | H--1 | 0 | # 300 Top Beam Clamp Galvanized (IMPORT) | 3/8" | na | na | na | na | Each | 0 | na | 0 | 0 | 0
5407 | 300038 | 7.05 | H--1 | 0 | Beam Clamp Universal/Reversible Dbl. Rod Hole #300 | 3/8" | na | na | na | na | Each | 0 | na | 0 | 0 | 0
5408 | 300035 | 20.9 | H--1 | 0 | #300 Top Beam Clamp, Galvanized | 1/2" | na | na | na | na | Each | 0 | na | 0 | 0 | 0
5409 | 300036 | 19.75 | H--1 | 0 | #300 Top Beam Clamp (IMPORT) | 1/2" | na | na | na | na | Each | 0 | na | 0 | 0 | 0
5410 | 300139 | 28.62 | H--1 | 0 | Erico Hangers, Stamped Beam Clamp | 3/8" | na | na | Pre-Galvanized | na | Each | 0 | na | 0 | 0 | 0
5411 | 310038P | 15.17 | H--1 | 0 | #310 Big Mouth Beam Clamp | 3/8" | na | na | na | na | Each | 0 | na | 0 | 0 | 0
5412 | 310050P | 31.35 | H--1 | 0 | #310 Big Mouth Beam Clamp | 1/2" | na | na | na | na | Each | 0 | na | 0 | 0 | 0
5413 | 200038 | 22.9 | H--1 | 0 | Erico Hangers, Steel C-Clamp - Model 200 | 1/8" | na | na | na | na | Each | 0 | na | 0 | 0 | 0
5414 | 370038 | 6.99 | H--1 | 0 | Erico Hangers, Eye Sockets - Model 37 | 1/8" | na | na | na | na | Each | 0 | na | 0 | 0 | 0
5415 | 370050 | 10.49 | H--1 | 0 | Erico Hangers, Eye Sockets - Model 37 | 1/2" | na | na | na | na | Each | 0 | na | 0 | 0 | 0
5416 | 302001 | 9.63 | H--1 | 0 | Erico Hangers, 300-C Retaining Strap (Bulk Units) | 3/8" or x 6" | na | na | na | na | Each | 0 | na | 0 | 0 | 0
5417 | 302002 | 9.74 | H--1 | 0 | Erico Hangers, 300-C Retaining Strap (Bulk Units) | 3/8" or x 8" | na | na | na | na | Each | 0 | na | 0 | 0 | 0
5418 | 302003 | 11.17 | H--1 | 0 | Erico Hangers, 300-C Retaining Strap (Bulk Units) | 3/8" x 10 | na | na | na | na | Each | 0 | na | 0 | 0 | 0
5419 | 302006 | 19.18 | H--1 | 0 | Erico Hangers, 300-C Retaining Strap (Bulk Units) | 1/2" x 8 | na | na | na | na | Each | 0 | na | 0 | 0 | 0
5420 | 302007 | 21.76 | H--1 | 0 | Erico Hangers, 300-C Retaining Strap (Bulk Units) | 1/2" x 10 | na | na | na | na | Each | 0 | na | 0 | 0 | 0
5421 | 380038 | 7.45 | H--1 | 0 | Erico Hangers, Eye Socket Offset - Model 38 | 1/8" | na | na | na | na | Each | 0 | na | 0 | 0 | 0
5422 | 315438 | 120.21 | H--1 | 0 | Erico Hanger, Wide Flange Purlin Clamp - Model 315 | 1/8" | na | na | na | na | Each | 0 | na | 0 | 0 | 0
5423 | 430162 | 21.18 | H--1 | 0 | Erico Hangers, Steel Wood Drive Screw - Model 43 | 16" x 2" | na | na | na | na | Each | 0 | na | 0 | 0 | 0
5424 | 430142 | 18.89 | H--1 | 0 | Erico Hangers, Steel Wood Drive Screw - Model 43 | 14" x 2" | na | na | na | na | Each | 0 | na | 0 | 0 | 0
5425 | 250038 | 8.99 | H--2 | 0 | Erico Hangers, Steel Rod Coupling - Model 25 | 1/8" | na | na | na | na | Each | 0 | na | 0 | 0 | 0
5426 | 250050 | 14.03 | H--2 | 0 | Erico Hangers, Steel Rod Coupling - Model 25 | 1/2" | na | na | na | na | Each | 0 | na | 0 | 0 | 0
5427 | 250055A | 28.34 | H--2 | 0 | Erico Hangers, Steel Rod Coupling - Model 25 | 1/8" | na | na | na | na | Each | 0 | na | 0 | 0 | 0
5428 | 250051A | 44.37 | H--2 | 0 | Erico Hangers, Steel Rod Coupling - Model 25 | 3/4" | na | na | na | na | Each | 0 | na | 0 | 0 | 0
5429 | 250060 | 47.51 | H--2 | 0 | Erico Hangers, Steel Rod Coupling - Model 25 | 7/8" | na | na | na | na | Each | 0 | na | 0 | 0 | 0
5430 | 200036 | 3.33 | H--2 | 0 | Erico Hangers, Knurled Hanger Inserts - Model 100N | 1/8" | na | na | na | na | Each | 0 | na | 0 | 0 | 0
5431 | 200037 | 10.83 | H--2 | 0 | Erico Hangers, Knurled Hanger Inserts - Model 100N | 1/2" | na | na | na | na | Each | 0 | na | 0 | 0 | 0
5432 | 414038 | 23.76 | H--2 | 0 | Erico Hangers, Coach Screw Rod Machine Thd Mdl 41 | 3/8" x 4 | na | na | na | na | Each | 0 | na | 0 | 0 | 0
5433 | 416038 | 6.3 | H--2 | 0 | Erico Hangers, Coach Screw Rod Machine Thd Mdl 41 | 3/8" x 6 | na | na | na | na | Each | 0 | na | 0 | 0 | 0
5434 | 418038 | 8.77 | H--2 | 0 | Erico Hangers, Coach Screw Rod Machine Thd Mdl 41 | 3/8" x 8 | na | na | na | na | Each | 0 | na | 0 | 0 | 0
5435 | 419038 | 11.74 | H--2 | 0 | Erico Hangers, Coach Screw Rod Machine Thd Mdl 41 | 3/8" x 10 | na | na | na | na | Each | 0 | na | 0 | 0 | 0
5436 | 420038 | 13.74 | H--2 | 0 | Erico Hangers, Coach Screw Rod Machine Thd Mdl 41 | 3/8" x 12" | na | na | na | na | Each | 0 | na | 0 | 0 | 0
5437 | 414039 | 18.89 | H--2 | 0 | Erico Hangers, Coach Screw Rod Machine Thd Mdl 41 | 1/2" x 6 | na | na | na | na | Each | 0 | na | 0 | 0 | 0
5438 | 420050 | 3.05 | H--2 | 0 | Erico Hangers, Lag Screw - Model 42 | 3/8" x 1-1/2" | na | na | na | na | Each | 0 | na | 0 | 0 | 0
5439 | 420020 | 16.89 | H--2 | 0 | Erico Hangers, Lag Screw - Model 42 | 3/8" x 2" | na | na | na | na | Each | 0 | na | 0 | 0 | 0
5440 | 420025 | 14.6 | H--2 | 0 | Erico Hangers, Lag Screw - Model 42 | 3/8" x 2-1/2" | na | na | na | na | Each | 0 | na | 0 | 0 | 0
5441 | 420026 | 22.33 | H--2 | 0 | Erico Hangers, Lag Screw - Model 42 | 3/8" x 3" | na | na | na | na | Each | 0 | na | 0 | 0 | 0
5442 | 420027 | 5.91 | H--2 | 0 | Erico Hangers, Lag Screw - Model 42 | 1/2" x 2-1/2" | na | na | na | na | Each | 0 | na | 0 | 0 | 0
5443 | 420028 | 6.82 | H--2 | 0 | Erico Hangers, Lag Screw - Model 42 | 1/2" x 3 | na | na | na | na | Each | 0 | na | 0 | 0 | 0
5444 | 420029 | 7.51 | H--2 | 0 | Erico Hangers, Lag Screw - Model 42 | 1/2" x 4 | na | na | na | na | Each | 0 | na | 0 | 0 | 0
5445 | 450195 | 28.62 | H--2 | 0 | Erico Hangers, Clevis Hanger, Model 410 | 3" | na | na | na | na | Each | 0 | na | 0 | 0 | 0
5446 | 450183 | 12.03 | H--2 | 0 | Erico Hangers, Clevis Hanger Standard, Model 401 | 3/4" | na | na | na | na | Each | 0 | na | 0 | 0 | 0
5447 | 450188 | 12.88 | H--2 | 0 | Erico Hangers, Clevis Hanger Standard, Model 401 | 1" | na | na | na | na | Each | 0 | na | 0 | 0 | 0
5448 | 450189 | 12.88 | H--2 | 0 | Erico Hangers, Clevis Hanger Standard, Model 401 | 1-1/4" | na | na | na | na | Each | 0 | na | 0 | 0 | 0
5449 | 450190 | 16.6 | H--2 | 0 | Erico Hangers, Clevis Hanger Standard, Model 401 | 1-1/2" | na | na | na | na | Each | 0 | na | 0 | 0 | 0
5450 | 450191 | 20.33 | H--2 | 0 | Erico Hangers, Clevis Hanger Standard, Model 401 | 2" | na | na | na | na | Each | 0 | na | 0 | 0 | 0
5451 | 450192 | 27.19 | H--2 | 0 | Erico Hangers, Clevis Hanger Standard, Model 401 | 2-1/2" | na | na | na | na | Each | 0 | na | 0 | 0 | 0
5452 | 450193 | 37.5 | H--2 | 0 | Erico Hangers, Clevis Hanger Standard, Model 401 | 3" | na | na | na | na | Each | 0 | na | 0 | 0 | 0
5453 | 450202 | 38.07 | H--2 | 0 | Erico Hangers, Clevis Hanger Standard, Model 401 | 3-1/2" | na | na | na | na | Each | 0 | na | 0 | 0 | 0
5454 | 450197 | 46.37 | H--2 | 0 | Erico Hangers, Clevis Hanger Standard, Model 401 | 4" | na | na | na | na | Each | 0 | na | 0 | 0 | 0
5455 | 450203 | 64.97 | H--2 | 0 | Erico Hangers, Clevis Hanger Standard, Model 401 | 5" | na | na | na | na | Each | 0 | na | 0 | 0 | 0
5456 | 450199 | 66.4 | H--2 | 0 | Erico Hangers, Clevis Hanger Standard, Model 401 | 6" | na | na | na | na | Each | 0 | na | 0 | 0 | 0
5457 | 450196 | 131.66 | H--2 | 0 | Erico Hangers, Clevis Hanger Standard, Model 401 | 8" | na | na | na | na | Each | 0 | na | 0 | 0 | 0
5458 | 450194 | 233.54 | H--2 | 0 | Erico Hangers, Clevis Hanger Standard, Model 401 | 10" | na | na | na | na | Each | 0 | na | 0 | 0 | 0
5459 | 450204 | 294.22 | H--2 | 0 | Erico Hangers, Clevis Hanger Standard, Model 401 | 12" | na | na | na | na | Each | 0 | na | 0 | 0 | 0
5460 | 492150 | 11.11 | H--2 | 0 | Erico Hangers, Plastic Rod Button - Model 15 | 3/8" | na | na | na | na | Each | 0 | na | 0 | 0 | 0
5461 | 492990 | 7.28 | H--2 | 0 | Erico Hangers, Toggle - Model 148 | 3/8" | na | na | na | na | Each | 0 | na | 0 | 0 | 0
5462 | 450126 | 57.82 | H--2 | 0 | Erico Hangers, Pipe Clamp Standard - Model 450 | 1" | na | na | na | na | Each | 0 | na | 0 | 0 | 0
5463 | 450125 | 64.97 | H--2 | 0 | Erico Hangers, Pipe Clamp Standard - Model 450 | 1-1/4" | na | na | na | na | Each | 0 | na | 0 | 0 | 0
5464 | 450150 | 66.4 | H--2 | 0 | Erico Hangers, Pipe Clamp Standard - Model 450 | 1-1/2" | na | na | na | na | Each | 0 | na | 0 | 0 | 0
5465 | 450200 | 66.4 | H--2 | 0 | Erico Hangers, Pipe Clamp Standard - Model 450 | 2" | na | na | na | na | Each | 0 | na | 0 | 0 | 0
5466 | 450250 | 81.29 | H--2 | 0 | Erico Hangers, Pipe Clamp Standard - Model 450 | 2-1/2" | na | na | na | na | Each | 0 | na | 0 | 0 | 0
5467 | 450300 | 89.59 | H--2 | 0 | Erico Hangers, Pipe Clamp Standard - Model 450 | 3" | na | na | na | na | Each | 0 | na | 0 | 0 | 0
5468 | 450400 | 93.02 | H--2 | 0 | Erico Hangers, Pipe Clamp Standard - Model 450 | 4" | na | na | na | na | Each | 0 | na | 0 | 0 | 0
5469 | 450500 | 181.46 | H--2 | 0 | Erico Hangers, Pipe Clamp Standard - Model 450 | 5" | na | na | na | na | Each | 0 | na | 0 | 0 | 0
5470 | 450600 | 196.34 | H--2 | 0 | Erico Hangers, Pipe Clamp Standard - Model 450 | 6" | na | na | na | na | Each | 0 | na | 0 | 0 | 0
5471 | 450800 | 233.54 | H--2 | 0 | Erico Hangers, Pipe Clamp Standard - Model 450 | 8" | na | na | na | na | Each | 0 | na | 0 | 0 | 0
5472 | 451000 | 638.8 | H--2 | 0 | Erico Hangers, Pipe Clamp Standard - Model 450 | 10" | na | na | na | na | Each | 0 | na | 0 | 0 | 0
5473 | 510101 | 37.35 | H--2 | 0 | Riser Clamp - Model 510 | 1" | na | na | Galvanized | na | Each | 0 | na | 0 | 0 | 0
5474 | 510126 | 45.09 | H--2 | 0 | Riser Clamp - Model 510 | 1-1/4" | na | na | Galvanized | na | Each | 0 | na | 0 | 0 | 0
5475 | 510151 | 31.77 | H--2 | 0 | Riser Clamp - Model 510 | 1-1/2" | na | na | Galvanized | na | Each | 0 | na | 0 | 0 | 0
5476 | 510201 | 37.78 | H--2 | 0 | Riser Clamp - Model 510 | 2" | na | na | Galvanized | na | Each | 0 | na | 0 | 0 | 0
5477 | 510251 | 52.82 | H--2 | 0 | Riser Clamp - Model 510 | 2-1/2" | na | na | Galvanized | na | Each | 0 | na | 0 | 0 | 0
5478 | 510301 | 54.11 | H--2 | 0 | Riser Clamp - Model 510 | 3" | na | na | Galvanized | na | Each | 0 | na | 0 | 0 | 0
5479 | 510401 | 69.84 | H--2 | 0 | Riser Clamp - Model 510 | 4" | na | na | Galvanized | na | Each | 0 | na | 0 | 0 | 0
5480 | 510601 | 83.29 | H--2 | 0 | Riser Clamp - Model 510 | 6" | na | na | Galvanized | na | Each | 0 | na | 0 | 0 | 0
5481 | 510801 | 147.11 | H--2 | 0 | Riser Clamp - Model 510 | 8" | na | na | Galvanized | na | Each | 0 | na | 0 | 0 | 0
5482 | 511000 | 240.99 | H--2 | 0 | Riser Clamp - Model 510 | 10" | na | na | Galvanized | na | Each | 0 | na | 0 | 0 | 0
5483 | 100038 | 2.7 | H--2 | 0 | #10 Hexagon Nut 3/8" | 3/8" | na | na | na | na | Each | 0 | na | 0 | 0 | 0
5484 | 100238 | 5.16 | H--2 | 0 | #10 Hexagon Nut 3/8" EG | 3/8" | na | na | EG | na | Each | 0 | na | 0 | 0 | 0
5485 | 100050 | 4.82 | H--2 | 0 | #10 Hexagon Nut 1/2" | 1/2" | na | na | na | na | Each | 0 | na | 0 | 0 | 0
5486 | 100058 | 9.8 | H--2 | 0 | #10 Hexagon Nut 5/8" | 5/8" | na | na | na | na | Each | 0 | na | 0 | 0 | 0
5487 | 100075 | 13.46 | H--2 | 0 | #10 Hexagon Nut 3/4" | 3/4" | na | na | na | na | Each | 0 | na | 0 | 0 | 0
5488 | 325038 | 20.61 | H--3 | 0 | Erico Hanger, Steel Side Beam Attachment Model 325 | 3/8" | na | na | na | na | Each | 0 | na | 0 | 0 | 0
5489 | 325050 | 24.9 | H--3 | 0 | Erico Hanger, Steel Side Beam Attachment Model 325 | 1/2" | na | na | na | na | Each | 0 | na | 0 | 0 | 0
5490 | 455006 | 12.31 | H--3 | 0 | # 327 Side Beam Connector, 3/8" | 3/8" | na | na | na | na | Each | 0 | na | 0 | 0 | 0
5491 | 327038 | 30.91 | H--3 | 0 | Tapped Side Beam Steel Connector - Model 328 | 3/8" | na | na | na | na | Each | 0 | na | 0 | 0 | 0
5492 | 365038 | 10.77 | H--3 | 0 | Erico Hangers, Steel Wall Plate - Model 365 | 3/8" | na | na | na | na | Each | 0 | na | 0 | 0 | 0
5493 | 450187 | 19.18 | H--3 | 0 | # 365M Wall Plate, 3/8" | 3/8" | na | na | na | na | Each | 0 | na | 0 | 0 | 0
5494 | 365138 | 24.05 | H--3 | 0 | # 365M Wall Plate, 3/8", Galvanized | 3/8" | na | na | Galvanized | na | Each | 0 | na | 0 | 0 | 0
5495 | 13506A | 24.9 | H--3 | 0 | Yook U Type Hanger - #135, (Fits 1" & 1-1/4" Pipe) | 6" | na | na | na | na | Each | 0 | na | 0 | 0 | 0
5496 | 13514 | 28.34 | H--3 | 0 | #135 Yook 2" x 6" | 2" x 6" | na | na | na | na | Each | 0 | na | 0 | 0 | 0
5497 | 450172 | 9.45 | H--3 | 0 | Erico Hangers, Strut Clamp - Model RIGD | 1/2" | na | na | na | na | Each | 0 | na | 0 | 0 | 0
5498 | 450173 | 9.57 | H--3 | 0 | Erico Hangers, Strut Clamp - Model RIGD | 3/4" | na | na | na | na | Each | 0 | na | 0 | 0 | 0
5499 | 450174 | 11.11 | H--3 | 0 | Erico Hangers, Strut Clamp - Model RIGD | 1" | na | na | na | na | Each | 0 | na | 0 | 0 | 0
5500 | 450151 | 12.03 | H--3 | 0 | Erico Hangers, Strut Clamp - Model RIGD | 1-1/4" | na | na | na | na | Each | 0 | na | 0 | 0 | 0
5501 | 450152 | 16.03 | H--3 | 0 | Erico Hangers, Strut Clamp - Model RIGD | 1-1/2" | na | na | na | na | Each | 0 | na | 0 | 0 | 0
5502 | 450153 | 17.46 | H--3 | 0 | Erico Hangers, Strut Clamp - Model RIGD | 2" | na | na | na | na | Each | 0 | na | 0 | 0 | 0
5503 | 450154 | 19.18 | H--3 | 0 | Erico Hangers, Strut Clamp - Model RIGD | 2-1/2" | na | na | na | na | Each | 0 | na | 0 | 0 | 0
5504 | 450155 | 20.33 | H--3 | 0 | Erico Hangers, Strut Clamp - Model RIGD | 3" | na | na | na | na | Each | 0 | na | 0 | 0 | 0
5505 | 450156 | 25.19 | H--3 | 0 | Erico Hangers, Strut Clamp - Model RIGD | 4" | na | na | na | na | Each | 0 | na | 0 | 0 | 0
5506 | 450175 | 56.67 | H--3 | 0 | Erico Hangers, Strut Clamp - Model RIGD | 5" | na | na | na | na | Each | 0 | na | 0 | 0 | 0
5507 | 450176 | 47.23 | H--3 | 0 | Erico Hangers, Strut Clamp - Model RIGD | 6" | na | na | na | na | Each | 0 | na | 0 | 0 | 0
5508 | 450177 | 55.81 | H--3 | 0 | Erico Hangers, Strut Clamp - Model RIGD | 8" | na | na | na | na | Each | 0 | na | 0 | 0 | 0
5509 | 327040 | 68.12 | H--3 | 0 | Erico Hangers, Multi-Flange Rod Hanger - PHSW6FP | 3/8" | na | na | na | na | Each | 0 | na | 0 | 0 | 0
5510 | 327041 | 39.79 | H--3 | 0 | Erico Hangers, Multi-Flange Rod Hanger - PH6FP | 3/8" | na | na | na | na | Each | 0 | na | 0 | 0 | 0
5511 | 327042 | 75.85 | H--3 | 0 | Erico Hangers, Multi-Flange Rod Hanger - PHSW6 | 3/8" | na | na | na | na | Each | 0 | na | 0 | 0 | 0
5512 | 150050 | 3.56 | H--3 | 0 | #100 / #115 /#130 Hanger, 1/2" | 1/2" | na | na | na | na | Each | 0 | na | 0 | 0 | 0
5513 | 150075 | 3.79 | H--3 | 0 | #100 / #115 / #130 Hanger, 3/4" | 3/4" | na | na | na | na | Each | 0 | na | 0 | 0 | 0
5514 | 1000250EG | 29.48 | H--3 | 0 | #100 Swivel Loop Hanger 2-1/2" | 2-1/2" | na | na | na | na | Each | 0 | na | 0 | 0 | 0
5515 | 1000300EG | 31.2 | H--3 | 0 | #100 Heavy Duty Hanger 3" | 3" | na | na | na | na | Each | 0 | na | 0 | 0 | 0
5516 | 302004 | 12.6 | H--3 | 0 | # 300-C Retaining Strap, | 3/8" x 12" | na | na | na | na | Each | 0 | na | 0 | 0 | 0
5517 | 302024 | 25.76 | H--3 | 0 | # 300-C Retaining Strap, | 1/2" x 12" | na | na | na | na | Each | 0 | na | 0 | 0 | 0
5518 | 302011 | 26.34 | H--3 | 0 | #300-C Retaining Strap, | 5/8 x 10" | na | na | na | na | Each | 0 | na | 0 | 0 | 0
5519 | 302015 | 31.2 | H--3 | 0 | #300-C Retaining Strap, | 3/4 x 10" | na | na | na | na | Each | 0 | na | 0 | 0 | 0
5520 | 700015 | 372.64 | H--3 | 0 | # 700 Offset Pipe Clamp, | 1-1/2" | na | na | na | na | Each | 0 | na | 0 | 0 | 0
5521 | 722400 | 298.23 | H--3 | 0 | # 722 Adjustable Pipe Support, 4" | 4" | na | na | na | na | Each | 0 | na | 0 | 0 | 0
5522 | 722600 | 313.11 | H--3 | 0 | # 722 Adjustable Pipe Support, 6" | 6" | na | na | na | na | Each | 0 | na | 0 | 0 | 0
5523 | 722800 | 487.12 | H--3 | 0 | # 722 Adjustable Pipe Support, 8" | 8" | na | na | na | na | Each | 0 | na | 0 | 0 | 0
5524 | 722900 | 600.45 | H--3 | 0 | # 722 Adjustable Pipe Support, 10" | 10" | na | na | na | na | Each | 0 | na | 0 | 0 | 0
5525 | 3250037EG | 22.9 | H--3 | 0 | Angle Bracket | 3/8" | na | na | na | na | Each | 0 | na | 0 | 0 | 0
5526 | 455000 | 16.03 | H--3 | 0 | #455 Split Ring | 3/8" x 1/2" | na | na | na | na | Each | 0 | na | 0 | 0 | 0
5527 | 455100 | 16.6 | H--3 | 0 | # 455 Split Ring, Stand-off, Galvanized, | 3/8" x 1/2" | na | na | Galvanized | na | Each | 0 | na | 0 | 0 | 0
5528 | 455003 | 18.89 | H--3 | 0 | # 455 Split Ring, Stand-off, | 3/8" x 3/4" | na | na | na | na | Each | 0 | na | 0 | 0 | 0
5529 | 455103 | 16.89 | H--3 | 0 | # 455 Split Ring, Stand-off, Galvanized, | 3/8" x 3/4" | na | na | Galvanized | na | Each | 0 | na | 0 | 0 | 0
5530 | 455001 | 11.74 | H--3 | 0 | # 455 Split Ring, Stand-off, | 3/8" x 1" | na | na | na | na | Each | 0 | na | 0 | 0 | 0
5531 | 455101 | 16.89 | H--3 | 0 | # 455 Split Ring, Stand-off, Galvanized, | 3/8" x 1" | na | na | Galvanized | na | Each | 0 | na | 0 | 0 | 0
5532 | 455005 | 14.6 | H--3 | 0 | # 455 Split Ring, Stand-off, | 3/8" x 1-1/4" | na | na | na | na | Each | 0 | na | 0 | 0 | 0
5533 | 455105 | 23.47 | H--3 | 0 | # 455 Split Ring, Stand-off | 3/8" x 1-1/4" | na | na | Galvanized | na | Each | 0 | na | 0 | 0 | 0
5534 | 455004 | 21.76 | H--3 | 0 | # 455 Split Ring, Stand-off | 3/8" x 1-1/2" | na | na | na | na | Each | 0 | na | 0 | 0 | 0
5535 | 455104 | 29.77 | H--3 | 0 | # 455 Split Ring, Stand-off, Galvanized, | 3/8" x 1-1/2" | na | na | Galvanized | na | Each | 0 | na | 0 | 0 | 0
5536 | 455002 | 28.62 | H--3 | 0 | # 455 Split Ring, Stand-off, | 3/8" x 2" | na | na | na | na | Each | 0 | na | 0 | 0 | 0
5537 | 455102 | 38.64 | H--3 | 0 | # 455 Split Ring, Stand-off, Galvanized | 3/8" x 2" | na | na | Galvanized | na | Each | 0 | na | 0 | 0 | 0
5538 | 455106 | 63.26 | H--3 | 0 | #455 Split Ring, Stand-off, Galvanized, | 3/8" x 2-1/2" | na | na | Galvanized | na | Each | 0 | na | 0 | 0 | 0
5539 | 455107 | 115.63 | H--3 | 0 | #455 Split Ring, Stand-off, Galvanized, | 3/8" x 3" | na | na | Galvanized | na | Each | 0 | na | 0 | 0 | 0
5540 | 455007 | 51.52 | H--3 | 0 | # 455 Split Ring, Stand-off, | 1/2" x 2-1/2" | na | na | na | na | Each | 0 | na | 0 | 0 | 0
5541 | PH75 | 11.28 | H--3 | 0 | Caddy Macrofix Plus #429 EG | 3/4" | na | na | na | na | Each | 0 | na | 0 | 0 | 0
5542 | PH10 | 12.03 | H--3 | 0 | Caddy Macrofix Plus #429 EG | 1" | na | na | na | na | Each | 0 | na | 0 | 0 | 0
5543 | PH13 | 13.74 | H--3 | 0 | Caddy Macrofix Plus #429 EG | 1-1/4" | na | na | na | na | Each | 0 | na | 0 | 0 | 0
5544 | PH15 | 16.89 | H--3 | 0 | Caddy Macrofix Plus #429 EG | 1-1/2" | na | na | na | na | Each | 0 | na | 0 | 0 | 0
5545 | PH20 | 19.18 | H--3 | 0 | Caddy Macrofix Plus #429 EG | 2" | na | na | na | na | Each | 0 | na | 0 | 0 | 0
5546 | 327037 | 29.48 | H--3 | 0 | # 345-R Drop-In Anchor, | 3/8" | na | na | na | na | Each | 0 | na | 0 | 0 | 0
5547 | 327036 | 48.95 | H--3 | 0 | # 345-R Drop-In Anchor | 1/2" | na | na | na | na | Each | 0 | na | 0 | 0 | 0
5548 | 450166 | 5.1 | H--3 | 0 | # SPRA Channel Spring & Nut, | 3/8" | na | na | na | na | Each | 0 | na | 0 | 0 | 0
5549 | 450170 | 4.41 | H--3 | 0 | # NUT for Channel, | 3/8" | na | na | na | na | Each | 0 | na | 0 | 0 | 0
5550 | 450171 | 5.62 | H--3 | 0 | # NUT for Channel, | 1/2" | na | na | na | na | Each | 0 | na | 0 | 0 | 0
5551 | 101516 | 2.24 | H--3 | 0 | Hex Head Screw (for use with No block) | #10 x 1-5/16 | na | na | na | na | Each | 0 | na | 0 | 0 | 0
5552 | 110038 | 1.5 | H--3 | 0 | #11 Washer | 3/8" | na | na | na | na | Each | 0 | na | 0 | 0 | 0
5553 | 110138 | 2.07 | H--3 | 0 | #11 Washer EG | 3/8" | na | na | na | na | Each | 0 | na | 0 | 0 | 0
5554 | 110050 | 2.07 | H--3 | 0 | #11 Washer | 1/2" | na | na | na | na | Each | 0 | na | 0 | 0 | 0
5555 | 110058 | 4.82 | H--3 | 0 | #11 Washer | 5/8" | na | na | na | na | Each | 0 | na | 0 | 0 | 0
5556 | 110075 | 6.53 | H--3 | 0 | #11 Washer | 3/4" | na | na | na | na | Each | 0 | na | 0 | 0 | 0
5557 | 110080 | 4.82 | H--3 | 0 | #12 Fender Washer | 3/8" | na | na | na | na | Each | 0 | na | 0 | 0 | 0
5558 | 110081 | 5.16 | H--3 | 0 | #12 Fender Washer | 1/2" | na | na | na | na | Each | 0 | na | 0 | 0 | 0
5559 | 90180 | 5.34 | H--4 | 0 | Hangers CPVC Plastic Pipe, Single Fastener Strap | 3/4" | na | na | na | na | Each | 0 | Type - #22 | 0 | 0 | 0
5560 | 90181 | 5.91 | H--4 | 0 | Hangers CPVC Plastic Pipe, Single Fastener Strap | 1" | na | na | na | na | Each | 0 | Type - #22 | 0 | 0 | 0
5561 | 90182 | 6.36 | H--4 | 0 | Hangers CPVC Plastic Pipe, Single Fastener Strap | 1-1/4" | na | na | na | na | Each | 0 | Type - #22 | 0 | 0 | 0
5562 | 90183 | 6.59 | H--4 | 0 | Hangers CPVC Plastic Pipe, Single Fastener Strap | 1-1/2" | na | na | na | na | Each | 0 | Type - #22 | 0 | 0 | 0
5563 | 90184 | 6.7 | H--4 | 0 | Hangers CPVC Plastic Pipe, Single Fastener Strap | 2" | na | na | na | na | Each | 0 | Type - #22 | 0 | 0 | 0
5564 | 90185 | 5.34 | H--4 | 0 | Hangers CPVC Plastic Pipe, Dbl. Fastener Strap | 3/4" | na | na | na | na | Each | 0 | Type - #23 | 0 | 0 | 0
5565 | 90186 | 5.34 | H--4 | 0 | Hangers CPVC Plastic Pipe, Dbl. Fastener Strap | 1" | na | na | na | na | Each | 0 | Type - #23 | 0 | 0 | 0
5566 | 90187 | 6.08 | H--4 | 0 | Hangers CPVC Plastic Pipe, Dbl. Fastener Strap | 1-1/4" | na | na | na | na | Each | 0 | Type - #23 | 0 | 0 | 0
5567 | 90188 | 6.36 | H--4 | 0 | Hangers CPVC Plastic Pipe, Dbl. Fastener Strap | 1-1/2" | na | na | na | na | Each | 0 | Type - #23 | 0 | 0 | 0
5568 | 90189 | 6.7 | H--4 | 0 | Hangers CPVC Plastic Pipe, Dbl. Fastener Strap | 2" | na | na | na | na | Each | 0 | Type - #23 | 0 | 0 | 0
5569 | 91189 | 16.6 | H--4 | 0 | Hangers CPVC Plastic Pipe, Dbl. Fastener Strap | 2-1/2” | na | na | na | na | Each | 0 | Type - #23 | 0 | 0 | 0
5570 | 90191 | 6.94 | H--4 | 0 | CPVC Plastic Pipe, Dbl. Fastener Strap | 3/4" | na | na | na | na | Each | 0 | Type Side Mount - #24 | 0 | 0 | 0
5571 | 90193 | 7.68 | H--4 | 0 | CPVC Plastic Pipe, Dbl. Fastener Strap | 1-1/4" | na | na | na | na | Each | 0 | Type Side Mount - #24 | 0 | 0 | 0
5572 | 90195 | 9.28 | H--4 | 0 | CPVC Plastic Pipe, Dbl. Fastener Strap | 2" | na | na | na | na | Each | 0 | Type Side Mount - #24 | 0 | 0 | 0
5573 | 80190 | 3.84 | H--4 | 0 | Tolco for CPVC, Ring Hangers - Model 200 | 3/4" | na | na | na | na | Each | 0 | na | 0 | 0 | 0
5574 | 80191 | 3.84 | H--4 | 0 | Tolco for CPVC, Ring Hangers - Model 200 | 1" | na | na | na | na | Each | 0 | na | 0 | 0 | 0
5575 | 80192 | 3.84 | H--4 | 0 | Tolco for CPVC, Ring Hangers - Model 200 | 1-1/4" | na | na | na | na | Each | 0 | na | 0 | 0 | 0
5576 | 80193 | 3.84 | H--4 | 0 | Tolco for CPVC, Ring Hangers - Model 200 | 1-1/2" | na | na | na | na | Each | 0 | na | 0 | 0 | 0
5577 | 80194 | 4.01 | H--4 | 0 | Tolco for CPVC, Ring Hangers - Model 200 | 2" | na | na | na | na | Each | 0 | na | 0 | 0 | 0
5578 | 80195 | 9.4 | H--4 | 0 | Tolco for CPVC, Ring Hangers - Model 200 | 2-1/2" | na | na | na | na | Each | 0 | na | 0 | 0 | 0
5579 | 81300 | 9.74 | H--4 | 0 | Tolco for CPVC, Ring Hangers - Model 200 | 3" | na | na | na | na | Each | 0 | na | 0 | 0 | 0
5580 | 81302 | 13.46 | H--4 | 0 | Tolco for CPVC, Ring Hangers - Model 200 | 4" | na | na | na | na | Each | 0 | na | 0 | 0 | 0
5581 | 81303 | 28.34 | H--4 | 0 | Tolco for CPVC, Ring Hangers - Model 200 | 6" | na | na | na | na | Each | 0 | na | 0 | 0 | 0
5582 | 200100 | 92.45 | H--4 | 0 | Seismic, Fast Clamp Sway Brace Attachment - #1000 | 1 x 1" | na | na | na | na | Each | 0 | na | 0 | 0 | 0
5583 | 200101 | 110.48 | H--4 | 0 | Seismic, Fast Clamp Sway Brace Attachment - #1000 | 1 x 1-1/4" | na | na | na | na | Each | 0 | na | 0 | 0 | 0
5584 | 200102 | 92.45 | H--4 | 0 | Seismic, Fast Clamp Sway Brace Attachment - #1000 | 1-1/4 x 1" | na | na | na | na | Each | 0 | na | 0 | 0 | 0
5585 | 200103 | 110.48 | H--4 | 0 | Seismic, Fast Clamp Sway Brace Attachment - #1000 | 1-1/4 x 1-1/4" | na | na | na | na | Each | 0 | na | 0 | 0 | 0
5586 | 200104 | 92.45 | H--4 | 0 | Seismic, Fast Clamp Sway Brace Attachment - #1000 | 1-1/2 x 1" | na | na | na | na | Each | 0 | na | 0 | 0 | 0
5587 | 200105 | 110.48 | H--4 | 0 | Seismic, Fast Clamp Sway Brace Attachment - #1000 | 1-1/2 x 1-1/4" | na | na | na | na | Each | 0 | na | 0 | 0 | 0
5588 | 200106 | 92.45 | H--4 | 0 | Seismic, Fast Clamp Sway Brace Attachment - #1000 | 2 x 1" | na | na | na | na | Each | 0 | na | 0 | 0 | 0
5589 | 200107 | 110.48 | H--4 | 0 | Seismic, Fast Clamp Sway Brace Attachment - #1000 | 2 x 1-1/4" | na | na | na | na | Each | 0 | na | 0 | 0 | 0
5590 | 200108 | 95.02 | H--4 | 0 | Seismic, Fast Clamp Sway Brace Attachment - #1000 | 2 1/2 x 1" | na | na | na | na | Each | 0 | na | 0 | 0 | 0
5591 | 201109 | 192.9 | H--4 | 0 | #1000 Fast Clamp Sway Brace, 2 1/2 x 1 Galv | na | na | na | na | na | Each | 0 | na | 0 | 0 | 0
5592 | 200109 | 114.48 | H--4 | 0 | Seismic, Fast Clamp Sway Brace Attachment - #1000 | 2 1/2 x 1-1/4" | na | na | na | na | Each | 0 | na | 0 | 0 | 0
5593 | 200110 | 96.45 | H--4 | 0 | Seismic, Fast Clamp Sway Brace Attachment - #1000 | 3 x 1" | na | na | na | na | Each | 0 | na | 0 | 0 | 0
5594 | 201110A | 192.9 | H--4 | 0 | TO #1000 GLV 3"X1" SWAY BR | na | na | na | na | na | Each | 0 | na | 0 | 0 | 0
5595 | 200111 | 116.77 | H--4 | 0 | Seismic, Fast Clamp Sway Brace Attachment - #1000 | 3 x 1-1/4" | na | na | na | na | Each | 0 | na | 0 | 0 | 0
5596 | Y380012030E | 239.27 | H--4 | 0 | #1000 Fast Clamp Sway Brace, 3 x 1-1/4 Galv | na | na | na | na | na | Each | 0 | na | 0 | 0 | 0
5597 | 200112 | 117.35 | H--4 | 0 | Seismic, Fast Clamp Sway Brace Attachment - #1000 | 4 x 1" | na | na | na | na | Each | 0 | na | 0 | 0 | 0
5598 | 201112A | 239.27 | H--4 | 0 | #1000 Fast Clamp Sway Brace, 4 x 1 Galv | na | na | na | na | na | Each | 0 | na | 0 | 0 | 0
5599 | 200113 | 139.67 | H--4 | 0 | Seismic, Fast Clamp Sway Brace Attachment - #1000 | 4 x 1-1/4" | na | na | na | na | Each | 0 | na | 0 | 0 | 0
5600 | Y380012040E | 282.2 | H--4 | 0 | #1000 Fast Clamp Sway Brace, 4 x 1-1/4 Galv | na | na | na | na | na | Each | 0 | na | 0 | 0 | 0
5601 | 200114 | 163.14 | H--4 | 0 | Seismic, Fast Clamp Sway Brace Attachment - #1000 | 6 x 1" | na | na | na | na | Each | 0 | na | 0 | 0 | 0
5602 | 200115 | 196.91 | H--4 | 0 | Seismic, Fast Clamp Sway Brace Attachment - #1000 | 6 x 1-1/4" | na | na | na | na | Each | 0 | na | 0 | 0 | 0
5603 | 210112 | 102.46 | H--4 | 0 | TO #1001 SWY BR ATTACH 1" X 4" | na | na | na | na | na | Each | 0 | na | 0 | 0 | 0
5604 | 200118 | 144.25 | H--4 | 0 | #1001 Fast Clamp Sway Brace 6 x 1 | na | na | na | na | na | Each | 0 | na | 0 | 0 | 0
5605 | 200119 | 291.36 | H--4 | 0 | #1001 Fast Clamp Sway Brace 6 x 1 Galv | na | na | na | na | na | Each | 0 | na | 0 | 0 | 0
5606 | 200116 | 153.41 | H--4 | 0 | Seismic, Fast Clamp Sway Brace Attachment - #1000 | 8 x 1" | na | na | na | na | Each | 0 | na | 0 | 0 | 0
5607 | 201117 | 183.75 | H--4 | 0 | Seismic, Fast Clamp Sway Brace Attachment - #1001 | 8 x 1-1/4" | na | na | na | na | Each | 0 | na | 0 | 0 | 0
5608 | 200120 | 101.32 | H--4 | 0 | Seismic Longitudinal 4-way Brace Attachment - #907 | 1 x 1" | na | na | na | na | Each | 0 | na | 0 | 0 | 0
5609 | 201120 | 98.46 | H--4 | 0 | TO #907 SWAY BR GALV 1"X1 | na | na | na | na | na | Each | 0 | na | 0 | 0 | 0
5610 | 200121 | 104.75 | H--4 | 0 | Seismic Longitudinal 4-way Brace Attachment - #907 | 1-1/4 x 1" | na | na | na | na | Each | 0 | na | 0 | 0 | 0
5611 | 200122 | 105.04 | H--4 | 0 | Seismic Longitudinal 4-way Brace Attachment - #907 | 1-1/4 x 1-1/4" | na | na | na | na | Each | 0 | na | 0 | 0 | 0
5612 | 200127 | 43.51 | H--4 | 0 | TO #908 NON THD STRUT | 1-1/4" | na | na | na | na | Each | 0 | na | 0 | 0 | 0
5613 | 200126 | 79 | H--4 | 0 | Seismic, Non-Threaded Structural Attachment - #909 | 1" | na | na | na | na | Each | 0 | na | 0 | 0 | 0
5614 | 200226 | 76.13 | H--4 | 0 | TO #909 GA NO THRD ATTCH 1 | na | na | na | na | na | Each | 0 | na | 0 | 0 | 0
5615 | 200228 | 81.57 | H--4 | 0 | #910 Threaded Structural Attachment 1" Galv | na | na | na | na | na | Each | 0 | na | 0 | 0 | 0
5616 | 200130 | 136.24 | H--4 | 0 | Seismic, Threaded Straight Fittings - #975 | 1" | na | na | na | na | Each | 0 | na | 0 | 0 | 0
5617 | 201177 | 42.36 | H--5 | 0 | #98 Rod Stiffener | na | na | na | na | na | Each | 0 | na | 0 | 0 | 0
5618 | 200134 | 20.9 | H--5 | 0 | #4 (B3140) Pipe Clamp for Sway Bracing | 1-1/2" | na | na | na | na | Each | 0 | na | 0 | 0 | 0
5619 | 201138 | 43.79 | H--5 | 0 | #4 (B3140) Pipe Clamp for Sway Bracing | 2" | na | na | na | na | Each | 0 | na | 0 | 0 | 0
5620 | 200139 | 46.37 | H--5 | 0 | #4 (B3140) Pipe Clamp for Sway Bracing | 2-1/2" | na | na | na | na | Each | 0 | na | 0 | 0 | 0
5621 | 200148 | 83.58 | H--5 | 0 | #4 (B3140) Pipe Clamp for Sway Bracing | 8" | na | na | na | na | Each | 0 | na | 0 | 0 | 0
5622 | 200138 | 81 | H--5 | 0 | Seismic, Pipe Clamp for Sway Bracing - #4A | 3" | na | na | na | na | Each | 0 | na | 0 | 0 | 0
5623 | 200135 | 95.88 | H--5 | 0 | Seismic, Pipe Clamp for Sway Bracing - #4A | 4" | na | na | na | na | Each | 0 | na | 0 | 0 | 0
5624 | 200136 | 236.41 | H--5 | 0 | Seismic, Pipe Clamp for Sway Bracing - #4A | 6" | na | na | na | na | Each | 0 | na | 0 | 0 | 0
5625 | 200137 | 315.4 | H--5 | 0 | Seismic, Pipe Clamp for Sway Bracing - #4A | 8" | na | na | na | na | Each | 0 | na | 0 | 0 | 0
5626 | 200410 | 763.59 | H--5 | 0 | #4LA Pipe Clamp for Sway Bracing 10" | na | na | na | na | na | Each | 0 | na | 0 | 0 | 0
5627 | 200311 | 124.22 | H--5 | 0 | #4L Inline 2-1/2 Sway Brace | na | na | na | na | na | Each | 0 | na | 0 | 0 | 0
5628 | 200301 | 151.69 | H--5 | 0 | #4L INLINE 2 1/2" GALV SWAY BR | na | na | na | na | na | Each | 0 | na | 0 | 0 | 0
5629 | 200312 | 147.11 | H--5 | 0 | #4L Inline 3 Sway Brace | na | na | na | na | na | Each | 0 | na | 0 | 0 | 0
5630 | 200302 | 153.98 | H--5 | 0 | #4L INLINE 3" GALV SWAY BR | na | na | na | na | na | Each | 0 | na | 0 | 0 | 0
5631 | 200313 | 148.83 | H--5 | 0 | #4L Inline 4 Sway Brace | na | na | na | na | na | Each | 0 | na | 0 | 0 | 0
5632 | 200303 | 228.39 | H--5 | 0 | #4L Inline 4" Sway Brace | na | na | na | na | na | Each | 0 | na | 0 | 0 | 0
5633 | 200314 | 83 | H--5 | 0 | #4L INLINE 5" SWAY BRACE | na | na | na | na | na | Each | 0 | na | 0 | 0 | 0
5634 | 200304 | 185.46 | H--5 | 0 | #4L INLINE 5" GALV SWAY BR | na | na | na | na | na | Each | 0 | na | 0 | 0 | 0
5635 | 200315 | 382.08 | H--5 | 0 | #4L Inline 6 Sway Brace | na | na | na | na | na | Each | 0 | na | 0 | 0 | 0
5636 | 200305 | 355.47 | H--5 | 0 | #4L Inline 6" Sway Brace | na | na | na | na | na | Each | 0 | na | 0 | 0 | 0
5637 | 200316 | 286.2 | H--5 | 0 | #4L Inline 8 Sway Brace | na | na | na | na | na | Each | 0 | na | 0 | 0 | 0
5638 | 200306 | 240.41 | H--5 | 0 | #4L INLINE 8" GALV SWAY BR | na | na | na | na | na | Each | 0 | na | 0 | 0 | 0
5639 | Y088030E | 181.46 | H--5 | 0 | #4L 3" Longitudinal Brace | na | na | na | na | na | Each | 0 | na | 0 | 0 | 0
5640 | Y088040E | 228.39 | H--5 | 0 | #4L 4" Longitudinal Brace | na | na | na | na | na | Each | 0 | na | 0 | 0 | 0
5641 | Y088080E | 416.14 | H--5 | 0 | #4L 8" Longitudinal Brace | na | na | na | na | na | Each | 0 | na | 0 | 0 | 0
5642 | 201170 | 439.04 | H--5 | 0 | #800 Sway Brace, Type 1, 4"-6", Plain | na | na | na | na | na | Each | 0 | na | 0 | 0 | 0
5643 | 201171 | 456.21 | H--5 | 0 | #800 Sway Brace, Type 1, 6"-8", Plain | na | na | na | na | na | Each | 0 | na | 0 | 0 | 0
5644 | 201175 | 582.14 | H--5 | 0 | #800 Sway Brace, Type 2, 8"-10", Plain | na | na | na | na | na | Each | 0 | na | 0 | 0 | 0
5645 | 200175 | 190.04 | H--5 | 0 | #825 Sway Brace Attachment to Bar Joist | na | na | na | na | na | Each | 0 | na | 0 | 0 | 0
5646 | 200176 | 352.03 | H--5 | 0 | #825EG Bar Joist Attachment | na | na | na | na | na | Each | 0 | na | 0 | 0 | 0
5647 | 200177 | 342.87 | H--5 | 0 | #828 Univ Sway Brace Attachment Plain Finish | na | na | na | na | na | Each | 0 | na | 0 | 0 | 0
5648 | Y341000E | 139.1 | H--5 | 0 | #980 -1/2 Universal Sway Brace | na | na | na | na | na | Each | 0 | na | 0 | 0 | 0
5649 | 201130 | 139.1 | H--5 | 0 | #980 1-2 Universal Bracket EG | na | na | na | na | na | Each | 0 | na | 0 | 0 | 0
5650 | 200123 | 88.15 | H--5 | 0 | #980 Universal Brace Attachment 1"-2" | na | na | na | na | na | Each | 0 | na | 0 | 0 | 0
5651 | 210113 | 139.67 | H--5 | 0 | TO #2002 SWY BR ATTH 11/2 X 4" | na | na | na | na | na | Each | 0 | na | 0 | 0 | 0
5652 | 238003 | 16.03 | H--5 | 0 | #75 Swivel Attachment | 3/8" | na | na | na | na | Each | 0 | na | 0 | 0 | 0
5653 | 200015 | 20.9 | H--5 | 0 | #20 Pipe Strap (B3180) | 1-1/2" | na | na | na | na | Each | 0 | na | 0 | 0 | 0
5654 | 91216 | 8.71 | H--5 | 0 | #25 Surge Restrainer, Type 2 | na | na | na | na | na | Each | 0 | na | 0 | 0 | 0
5655 | 91200 | 10.59 | H--5 | 0 | #28 CPVC Stand-off Hanger | 3/4" | na | na | na | na | Each | 0 | na | 0 | 0 | 0
5656 | 91201 | 11.35 | H--5 | 0 | #28 CPVC Stand-off Hanger | 1" | na | na | na | na | Each | 0 | na | 0 | 0 | 0
5657 | 91202 | 12.03 | H--5 | 0 | #28 CPVC Stand-off Hanger | 1-1/4" | na | na | na | na | Each | 0 | na | 0 | 0 | 0
5658 | 91204 | 16.03 | H--5 | 0 | #28 CPVC Stand-off Hanger | 2" | na | na | na | na | Each | 0 | na | 0 | 0 | 0
5659 | 200140 | 10.49 | H--5 | 0 | Beam Clamp Retaining Straps - #69 | 3/8 x 4 | na | na | na | na | Each | 0 | na | 0 | 0 | 0
5660 | 200141 | 10.49 | H--5 | 0 | Beam Clamp Retaining Straps - #69 | 3/8 x 6 | na | na | na | na | Each | 0 | na | 0 | 0 | 0
5661 | 200142 | 10.49 | H--5 | 0 | Beam Clamp Retaining Straps - #69 | 3/8 x 8 | na | na | na | na | Each | 0 | na | 0 | 0 | 0
5662 | 200143 | 12.31 | H--5 | 0 | Beam Clamp Retaining Straps - #69 | 3/8 x 10 | na | na | na | na | Each | 0 | na | 0 | 0 | 0
5663 | 200144 | 13.74 | H--5 | 0 | Beam Clamp Retaining Straps - #69 | 3/8 x 12" | na | na | na | na | Each | 0 | na | 0 | 0 | 0
5664 | 200150 | 10.26 | H--5 | 0 | Beam Clamp Retaining Straps - #69 | 1/2 x 4 | na | na | na | na | Each | 0 | na | 0 | 0 | 0
5665 | 200151 | 10.49 | H--5 | 0 | Beam Clamp Retaining Straps - #69 | 1/2 x 6 | na | na | na | na | Each | 0 | na | 0 | 0 | 0
5666 | 200152 | 10.49 | H--5 | 0 | Beam Clamp Retaining Straps - #69 | 1/2 x 8 | na | na | na | na | Each | 0 | na | 0 | 0 | 0
5667 | 200153 | 12.31 | H--5 | 0 | Beam Clamp Retaining Straps - #69 | 1/2 x 10 | na | na | na | na | Each | 0 | na | 0 | 0 | 0
5668 | 200154 | 13.74 | H--5 | 0 | Beam Clamp Retaining Straps - #69 | 1/2" x 12" | na | na | na | na | Each | 0 | na | 0 | 0 | 0
5669 | 200159 | 11.74 | H--5 | 0 | #69R Beam Clamp Retaining Strap | 3/8" x 6 | na | na | na | na | Each | 0 | na | 0 | 0 | 0
5670 | 200160 | 11.74 | H--5 | 0 | #69R Beam Clamp Retaining Strap | 3/8" x 8" | na | na | na | na | Each | 0 | na | 0 | 0 | 0
5671 | 200161 | 13.74 | H--5 | 0 | #69R Beam Clamp Retaining Strap, | 3/8" x 10" | na | na | na | na | Each | 0 | na | 0 | 0 | 0
5672 | 200162 | 16.03 | H--5 | 0 | #69R Beam Clamp Retaining Strap | 3/8" x 12" | na | na | na | na | Each | 0 | na | 0 | 0 | 0
5673 | 200163 | 18.89 | H--5 | 0 | #69R Beam Clamp Retaining Strap | 3/8" x 14" | na | na | na | na | Each | 0 | na | 0 | 0 | 0
5674 | 200164 | 13.46 | H--5 | 0 | #69R Beam Clamp Retaining Strap | 1/2" x 8" | na | na | na | na | Each | 0 | na | 0 | 0 | 0
5675 | 200165 | 15.17 | H--5 | 0 | #69R Beam Clamp Retaining Strap | 1/2" x 10" | na | na | na | na | Each | 0 | na | 0 | 0 | 0
5676 | 200166 | 17.75 | H--5 | 0 | #69R Beam Clamp Retaining Strap | 1/2" x 12" | na | na | na | na | Each | 0 | na | 0 | 0 | 0
5677 | 200167 | 20.33 | H--5 | 0 | #69R Beam Clamp Retaining Strap | 1/2" x 14" | na | na | na | na | Each | 0 | na | 0 | 0 | 0
5678 | 200168 | 10.83 | H--5 | 0 | #58 Threaded Side Beam Bracket, | 3/8" | na | na | na | na | Each | 0 | na | 0 | 0 | 0
5679 | 205003 | 8.99 | H--5 | 0 | #65 C-Clamp (65XT) | 3/8" | na | na | na | na | Each | 0 | na | 0 | 0 | 0
5680 | 205004 | 19.75 | H--5 | 0 | #65 C-Clamp | 1/2" | na | na | na | na | Each | 0 | na | 0 | 0 | 0
5681 | 211003 | 20.33 | H--5 | 0 | #66 C-Clamp | 3/8" | na | na | na | na | Each | 0 | na | 0 | 0 | 0
5682 | 211004 | 28.62 | H--5 | 0 | #66 C-Clamp | 1/2" | na | na | na | na | Each | 0 | na | 0 | 0 | 0
5683 | 200190 | 14.89 | H--6 | 0 | TO #51 Sidebeam Brack | 3/8" x 3/8" | na | na | na | na | Each | 0 | na | 0 | 0 | 0
5684 | 200200 | 51.52 | H--6 | 0 | TO #51 (PIPE SIZE 5-6") | na | na | na | na | na | Each | 0 | na | 0 | 0 | 0
5685 | 200201 | 51.52 | H--6 | 0 | TO #51 (PIPE SIZE 8") | na | na | na | na | na | Each | 0 | na | 0 | 0 | 0
5686 | 201176 | 123.64 | H--6 | 0 | #B3200 3/8" Welded Steel Eye Nut | na | na | na | na | na | Each | 0 | na | 0 | 0 | 0
5687 | 110100 | 14.89 | H--6 | 0 | #110 Std- U Bolt | 1" | na | na | na | na | Each | 0 | na | 0 | 0 | 0
5688 | 110125 | 18.89 | H--6 | 0 | #110 Std U-Bolt | 1-1/4" | na | na | na | na | Each | 0 | na | 0 | 0 | 0
5689 | 110200 | 21.18 | H--6 | 0 | #110 Std U Bolt | 2" | na | na | na | na | Each | 0 | na | 0 | 0 | 0
5690 | 110250 | 34.35 | H--6 | 0 | #110 Std U Bolt | 2-1/2" | na | na | na | na | Each | 0 | na | 0 | 0 | 0
5691 | 110800 | 94.16 | H--6 | 0 | #110 Std U Bolt 8" Plain | na | na | na | na | na | Each | 0 | na | 0 | 0 | 0
5692 | 110160 | 321.69 | H--6 | 0 | TO# B3188 STD-U BOLT 16" | na | na | na | na | na | Each | 0 | na | 0 | 0 | 0
5693 | 200145 | 6.2 | H--6 | 0 | TO #120 U-HOOK | 2 X 14" | na | na | na | na | Each | 0 | na | 0 | 0 | 0
5694 | 200146 | 7.97 | H--6 | 0 | TO #120 U-HOOK 2X18" | na | na | na | na | na | Each | 0 | na | 0 | 0 | 0
5695 | 41050 | 3.15 | H--6 | 0 | Threaded Rod Company, Black All Thread Rod | 3/8" x 6’ | na | na | na | na | Feet | 0 | na | 0 | 0 | 0
5696 | 41051 | 3.15 | H--6 | 0 | Threaded Rod Company, Black All Thread Rod | 3/8" x 8’ | na | na | na | na | Each | 0 | na | 0 | 0 | 0
5697 | 41052 | 3.15 | H--6 | 0 | Threaded Rod Company, Black All Thread Rod | 3/8" x 10’ | na | na | na | na | Feet | 0 | na | 0 | 0 | 0
5698 | 41053 | 3.15 | H--6 | 0 | Threaded Rod Company, Black All Thread Rod | 3/8" x 12’ | na | na | na | na | Feet | 0 | na | 0 | 0 | 0
5699 | 41060 | 6.02 | H--6 | 0 | Threaded Rod Company, Black All Thread Rod | 1/2" x 6’ | na | na | na | na | Feet | 0 | na | 0 | 0 | 0
5700 | 41061 | 6.02 | H--6 | 0 | Threaded Rod Company, Black All Thread Rod | 1/2" x 10’ | na | na | na | na | Feet | 0 | na | 0 | 0 | 0
5701 | 41062 | 6.02 | H--6 | 0 | Threaded Rod Company, Black All Thread Rod | 1/2" x 12’ | na | na | na | na | Feet | 0 | na | 0 | 0 | 0
5702 | 41064 | 9.57 | H--6 | 0 | Threaded Rod Company, Black All Thread Rod | 5/8" x 6’ | na | na | na | na | Feet | 0 | na | 0 | 0 | 0
5703 | 41063 | 9.57 | H--6 | 0 | Threaded Rod Company, Black All Thread Rod | 5/8" x 10’ | na | na | na | na | Feet | 0 | na | 0 | 0 | 0
5704 | 41055 | 14.89 | H--6 | 0 | Threaded Rod Company, Black All Thread Rod | 3/4" x 6’ | na | na | na | na | Each | 0 | na | 0 | 0 | 0
5705 | 41065 | 14.89 | H--6 | 0 | Threaded Rod Company, Black All Thread Rod | 3/4" x 10’ | na | na | na | na | Feet | 0 | na | 0 | 0 | 0
5706 | 41066 | 24.33 | H--6 | 0 | Threaded Rod Company, Black All Thread Rod | 7/8" x 10’ | na | na | na | na | Feet | 0 | na | 0 | 0 | 0
5707 | 41058 | 3.79 | H--6 | 0 | Threaded Rod Company, Galv All Thread Rod | 3/8" x 6’ | na | na | na | na | Feet | 0 | na | 0 | 0 | 0
5708 | 41056 | 5.69 | H--6 | 0 | Threaded Rod Company, Galv All Thread Rod | 3/8" x 10’ | na | na | na | na | Feet | 0 | na | 0 | 0 | 0
5709 | 41059 | 6.94 | H--6 | 0 | Threaded Rod Company, Galv All Thread Rod | 1/2" x 6’ | na | na | na | na | Feet | 0 | na | 0 | 0 | 0
5710 | 41057 | 6.94 | H--6 | 0 | Threaded Rod Company, Galv All Thread Rod | 1/2" x 10’ | na | na | na | na | Feet | 0 | na | 0 | 0 | 0
5711 | 41068 | 11.11 | H--6 | 0 | Threaded Rod Company, Galv All Thread Rod | 5/8" x 6’ | na | na | na | na | Each | 0 | na | 0 | 0 | 0
5712 | 41069 | 16.89 | H--6 | 0 | Threaded Rod Company, Galv All Thread Rod | 3/4" x 6’ | na | na | na | na | Each | 0 | na | 0 | 0 | 0
5713 | 41080 | 1.38 | H--6 | 0 | Threaded Rod Company, All Thread Stud | 3/4" x 10’ | na | na | na | na | Each | 0 | na | 0 | 0 | 0
5714 | 41081 | 1.5 | H--6 | 0 | Threaded Rod Company, All Thread Stud | 3/8" x 3" | na | na | na | na | Each | 0 | na | 0 | 0 | 0
5715 | 41082 | 1.5 | H--6 | 0 | Threaded Rod Company, All Thread Stud | 3/8" x 4" | na | na | na | na | Each | 0 | na | 0 | 0 | 0
5716 | 41083 | 1.79 | H--6 | 0 | Threaded Rod Company, All Thread Stud | 3/8" x 5" | na | na | na | na | Each | 0 | na | 0 | 0 | 0
5717 | 41084 | 2.12 | H--6 | 0 | Threaded Rod Company, All Thread Stud | 3/8" x 6" | na | na | na | na | Each | 0 | na | 0 | 0 | 0
5718 | 41085 | 2.36 | H--6 | 0 | Threaded Rod Company, All Thread Stud | 3/8" x 7" | na | na | na | na | Each | 0 | na | 0 | 0 | 0
5719 | 41086 | 2.7 | H--6 | 0 | Threaded Rod Company, All Thread Stud | 3/8" x 8" | na | na | na | na | Each | 0 | na | 0 | 0 | 0
5720 | 41087 | 2.93 | H--6 | 0 | Threaded Rod Company, All Thread Stud | 3/8" x 9" | na | na | na | na | Each | 0 | na | 0 | 0 | 0
5721 | 41088 | 3.33 | H--6 | 0 | Threaded Rod Company, All Thread Stud | 3/8" x 10" | na | na | na | na | Each | 0 | na | 0 | 0 | 0
5722 | 41089 | 3.79 | H--6 | 0 | Threaded Rod Company, All Thread Stud | 3/8" x 11" | na | na | na | na | Each | 0 | na | 0 | 0 | 0
5723 | 41090 | 4.08 | H--6 | 0 | Threaded Rod Company, All Thread Stud | 3/8" x 12" | na | na | na | na | Each | 0 | na | 0 | 0 | 0
5724 | 41091 | 4.24 | H--6 | 0 | Threaded Rod Company, All Thread Stud | 3/8" x 13" | na | na | na | na | Each | 0 | na | 0 | 0 | 0
5725 | 41092 | 4.76 | H--6 | 0 | Threaded Rod Company, All Thread Stud | 3/8" x 14" | na | na | na | na | Each | 0 | na | 0 | 0 | 0
5726 | 41093 | 4.87 | H--6 | 0 | Threaded Rod Company, All Thread Stud | 3/8" x 15" | na | na | na | na | Each | 0 | na | 0 | 0 | 0
5727 | 41094 | 5.05 | H--6 | 0 | Threaded Rod Company, All Thread Stud | 3/8" x 16" | na | na | na | na | Each | 0 | na | 0 | 0 | 0
5728 | 41095 | 5.16 | H--6 | 0 | Threaded Rod Company, All Thread Stud | 3/8" x 17" | na | na | na | na | Each | 0 | na | 0 | 0 | 0
5729 | 41096 | 5.68 | H--6 | 0 | Threaded Rod Company, All Thread Stud | 3/8" x 18" | na | na | na | na | Each | 0 | na | 0 | 0 | 0
5730 | 41099 | 6.2 | H--6 | 0 | Threaded Rod Company, All Thread Stud | 3/8" x 20" | na | na | na | na | Each | 0 | na | 0 | 0 | 0
5731 | 41124 | 6.3 | H--6 | 0 | Threaded Rod Company, All Thread Stud | 3/8" x 21" | na | na | na | na | Each | 0 | na | 0 | 0 | 0
5732 | 41197 | 6.94 | H--6 | 0 | Threaded Rod Company, All Thread Stud | 3/8" x 22“ | na | na | na | na | Each | 0 | na | 0 | 0 | 0
5733 | 41098 | 6.94 | H--6 | 0 | Threaded Rod Company, All Thread Stud | 3/8" x 23" | na | na | na | na | Each | 0 | na | 0 | 0 | 0
5734 | 41097 | 7.73 | H--6 | 0 | Threaded Rod Company, All Thread Stud | 3/8" x 24" | na | na | na | na | Each | 0 | na | 0 | 0 | 0
5735 | 21112 | 6.82 | H--7 | 0 | Elco Ind. - Hanger Mate, Wood Screw - ZG660 | na | na | na | na | na | Each | 0 | na | 0 | 0 | 0
5736 | 21145 | 7.97 | H--7 | 0 | Elco Ind. - Hanger Mate, Wood Screw - EZH665 | na | na | na | na | na | Each | 0 | na | 0 | 0 | 0
5737 | 21111 | 5.91 | H--7 | 0 | ELCO ZG315 VERT MOUNT SCREW | na | na | na | na | na | Each | 0 | na | 0 | 0 | 0
5738 | 21140 | 6.82 | H--7 | 0 | Elco Ind. - Hanger Mate, EZG471 Steel Screw w/Nuts | na | na | na | na | na | Each | 0 | na | 0 | 0 | 0
5739 | 21148 | 8.3 | H--7 | 0 | Elco Ind. - Hanger Mate, EZG510 Steel | na | na | na | na | na | Each | 0 | na | 0 | 0 | 0
5740 | 21149 | 7.97 | H--7 | 0 | Elco Ind. - Hanger Mate, EZH476 Steel Screw w/Nuts | na | na | na | na | na | Each | 0 | na | 0 | 0 | 0
5741 | 21114 | 6.94 | H--7 | 0 | Elco Ind. - Hanger Mate, EZG730 Concrete Screw | na | na | na | na | na | Each | 0 | na | 0 | 0 | 0
5742 | 21116 | 101.03 | H--7 | 0 | Elco Ind. - Hanger Mate, EZE240 Drill Bit Adapter | na | na | na | na | na | Each | 0 | na | 0 | 0 | 0
5743 | 21117 | 28.05 | H--7 | 0 | Elco Ind. - Hanger Mate, EZE340 Masonry Bit | na | na | na | na | na | Each | 0 | na | 0 | 0 | 0
5744 | 20113 | 129.94 | H--7 | 0 | Elco Ind. - Hanger Mate, Drive Sockets, Wood/Metal | na | na | na | na | na | Each | 0 | na | 0 | 0 | 0
5745 | 20114 | 158.56 | H--7 | 0 | Elco Ind. - Hanger Mate, Concrete | na | na | na | na | na | Each | 0 | na | 0 | 0 | 0
5746 | 21115 | 158.56 | H--7 | 0 | ELCO EZE220 DRILL SLEEVE | na | na | na | na | na | Each | 0 | na | 0 | 0 | 0
5747 | 22141 | 7.73 | H--7 | 0 | ELCO ZH455 #2 PT SCREW | na | na | na | na | na | Each | 0 | na | 0 | 0 | 0
5748 | 22241 | 7.73 | H--7 | 0 | ELCO ZH475 #3 PT SCREW | na | na | na | na | na | Each | 0 | na | 0 | 0 | 0
5749 | 20088 | 12.88 | H--7 | 0 | NE CST 20 Sammy 3/8 x 2 | na | na | na | na | na | Each | 0 | na | 0 | 0 | 0
5750 | 20081 | 11.17 | H--7 | 0 | Sammy Super Screw, Steel, DST 10 Sam Screw | 3/8" x 1" | na | na | na | na | Each | 0 | na | 0 | 0 | 0
5751 | 20082 | 10.77 | H--7 | 0 | Sammy Super Screw, Steel, DST 15 Sam Screw | 3/8" x 1-1/2" | na | na | na | na | Each | 0 | na | 0 | 0 | 0
5752 | 20083 | 12.03 | H--7 | 0 | Sammy Super Screw, Steel, DST 20 Sam Screw | 3/8" x 2 | na | na | na | na | Each | 0 | na | 0 | 0 | 0
5753 | 20085 | 11.74 | H--7 | 0 | Sammy Super Screw, Steel, DST 30 Sam Screw | 3/8" x 3 | na | na | na | na | Each | 0 | na | 0 | 0 | 0
5754 | 21189 | 12.03 | H--7 | 0 | Sammy Super Screw, Steel, DSTR 1 Sam Screw | 1-1/4" X 1" | na | na | na | na | Each | 0 | na | 0 | 0 | 0
5755 | 21193 | 11.74 | H--7 | 0 | DST516 Sammy Screw | 5/16" x 1-184" | na | na | na | na | Each | 0 | na | 0 | 0 | 0
5756 | 21190 | 12.6 | H--7 | 0 | Sammy Super Screw, Steel, DSTR 516 Sam Screw | 5/16" x 1-1/4" | na | na | na | na | Each | 0 | na | 0 | 0 | 0
5757 | 21192 | 17.46 | H--7 | 0 | Sammy Super Screw, Concrete, SWC 20 Sam Screw | 3/8" x 2 | na | na | na | na | Each | 0 | na | 0 | 0 | 0
5758 | 20089 | 10.66 | H--7 | 0 | Sammy Super Screw, Wood, GST 10 Sam Screw | 3/8" x 1" | na | na | na | na | Each | 0 | na | 0 | 0 | 0
5759 | 20090 | 10.31 | H--7 | 0 | Sammy Super Screw, Wood, GST 20 Sam Screw | 3/8" x 2 | na | na | na | na | Each | 0 | na | 0 | 0 | 0
5760 | 20091 | 11.74 | H--7 | 0 | Sammy Super Screw, Wood, GST 30 Sam Screw | 3/8" x 3 | na | na | na | na | Each | 0 | na | 0 | 0 | 0
5761 | 20092 | 15.17 | H--7 | 0 | Sammy Super Screw, Wood, SST 30 Sam Screw | 3/8" x 3 | na | na | na | na | Each | 0 | na | 0 | 0 | 0
5762 | 21181 | 15.17 | H--7 | 0 | Sammy Super Screw, Wood, Sidewinder Screw | 1/4" x 1" | na | na | na | na | Each | 0 | na | 0 | 0 | 0
5763 | 21182 | 16.03 | H--7 | 0 | Sammy Super Screw, Wood, Sidewinder Screw | 5/16" x 1-1/4" | na | na | na | na | Each | 0 | na | 0 | 0 | 0
5764 | 21183 | 14.89 | H--7 | 0 | Sammy Super Screw, Wood, Sidewinder Screw | 1/4" x 1" | na | na | na | na | Each | 0 | na | 0 | 0 | 0
5765 | 21184 | 17.46 | H--7 | 0 | Sammy Super Screw, Wood, Sidewinder Screw | 1/4" x 1-1/2" | na | na | na | na | Each | 0 | na | 0 | 0 | 0
5766 | 21187 | 14.31 | H--7 | 0 | Sammy Super Screw, Wood, Sidewinder Screw | 1/4" x 1" | na | na | na | na | Each | 0 | na | 0 | 0 | 0
5767 | 21188 | 14.03 | H--7 | 0 | Sammy Super Screw, Wood, Sidewinder Screw | 1/4" x 2 | na | na | na | na | Each | 0 | na | 0 | 0 | 0
5768 | 21195 | 14.89 | H--7 | 0 | Sammy Super Screw, Wood, Sidewinder Screw | 3/8" x 2-1/2" | na | na | na | na | Each | 0 | na | 0 | 0 | 0
5769 | 20086 | 164.28 | H--7 | 0 | Sammy Super Screw, Nut Drivers | na | na | na | na | na | Each | 0 | na | 0 | 0 | 0
5770 | 20087 | 169.44 | H--7 | 0 | Sammy Super Screw, Sidewinder, Nut Driver 16mm | na | na | na | na | na | Each | 0 | na | 0 | 0 | 0
5771 | 21196 | 51.52 | H--7 | 0 | Sammy Super Screw, Sammy Screw X-Press Anchor, | na | na | na | na | na | Each | 0 | na | 0 | 0 | 0
5772 | 21197 | 51.52 | H--7 | 0 | Sammy Screw X-Press Anchor XP-35 | na | na | na | na | na | Each | 0 | na | 0 | 0 | 0
5773 | 21200 | 64.4 | H--7 | 0 | SXP-20 X-Press Swivel | na | na | na | na | na | Each | 0 | na | 0 | 0 | 0
5774 | 21201 | 64.4 | H--7 | 0 | SXP-35 X-Press Swivel for Purlin 3/8" Rod | na | na | na | na | na | Each | 0 | na | 0 | 0 | 0
5775 | 21202 | 57.53 | H--7 | 0 | SWXP-35 X-Press Sidewinder | na | na | na | na | na | Each | 0 | na | 0 | 0 | 0
5776 | 21198 | 1709.19 | H--7 | 0 | Sammy Screw X-Press Install Tool, XPIT X-Press | na | na | na | na | na | Each | 0 | na | 0 | 0 | 0
5777 | 21199 | 139.1 | H--7 | 0 | Sammy Super Screw, X-Press Drill Bit | na | na | na | na | na | Each | 0 | na | 0 | 0 | 0
5778 | 20190 | 13.46 | H--8 | 0 | Sammy Super Screw, Swivel-Head Wood, SH-GST 20 | na | na | na | na | na | Each | 0 | na | 0 | 0 | 0
5779 | 21290 | 51.52 | H--8 | 0 | SH-GST/CST 20 Swivel Wood/Concrete | 3/8" | na | na | na | na | Each | 0 | na | 0 | 0 | 0
5780 | 21289 | 20.33 | H--8 | 0 | Sammy Super Screw, Swivel-Head Steel, SH-DSTR1 | na | na | na | na | na | Each | 0 | na | 0 | 0 | 0
5781 | 150014 | 78.42 | H--8 | 0 | Afcon, Sway Brace Clamp Model E-001 | 1" | na | na | na | na | Each | 0 | na | 0 | 0 | 0
5782 | 150018 | 78.42 | H--8 | 0 | Afcon, Sway Brace Clamp Model E-001 | 1-1/4" | na | na | na | na | Each | 0 | na | 0 | 0 | 0
5783 | 150013 | 78.42 | H--8 | 0 | Afcon, Sway Brace Clamp Model E-001 | 1-1/2" | na | na | na | na | Each | 0 | na | 0 | 0 | 0
5784 | 150001 | 78.42 | H--8 | 0 | Afcon, Sway Brace Clamp Model E-001 | 2" | na | na | na | na | Each | 0 | na | 0 | 0 | 0
5785 | 150002 | 81 | H--8 | 0 | Afcon, Sway Brace Clamp Model E-001 | 2-1/2" | na | na | na | na | Each | 0 | na | 0 | 0 | 0
5786 | 150003 | 82.14 | H--8 | 0 | Afcon, Sway Brace Clamp Model E-001 | 3" | na | na | na | na | Each | 0 | na | 0 | 0 | 0
5787 | 150004 | 99.32 | H--8 | 0 | Afcon, Sway Brace Clamp Model E-001 | 4" | na | na | na | na | Each | 0 | na | 0 | 0 | 0
5788 | 150017 | 78.42 | H--8 | 0 | Afcon, Sway Brace Clamp Model E-001 | 1" x1" | na | na | na | na | Each | 0 | na | 0 | 0 | 0
5789 | 150174 | 66.98 | H--8 | 0 | Afcon, Sway Brace Clamp Model 410 | 4" | na | na | na | na | Each | 0 | na | 0 | 0 | 0
5790 | 150175 | 127.65 | H--8 | 0 | Afcon, Sway Brace Clamp Model 410 | 6" | na | na | na | na | Each | 0 | na | 0 | 0 | 0
5791 | 150020 | 93.31 | H--8 | 0 | Afcon, 1-1/4" Pipe Sway Brace Clamp Model E-020 | 1-1/4" | na | na | na | na | Each | 0 | na | 0 | 0 | 0
5792 | 150121 | 93.31 | H--8 | 0 | Afcon, 1-1/4" Pipe Sway Brace Clamp Model E-020 | 1-1/2" | na | na | na | na | Each | 0 | na | 0 | 0 | 0
5793 | 150007 | 93.31 | H--8 | 0 | Afcon, 1-1/4" Pipe Sway Brace Clamp Model E-020 | 2" | na | na | na | na | Each | 0 | na | 0 | 0 | 0
5794 | 150008 | 96.45 | H--8 | 0 | Afcon, 1-1/4" Pipe Sway Brace Clamp Model E-020 | 2 1/2" | na | na | na | na | Each | 0 | na | 0 | 0 | 0
5795 | 150009 | 98.17 | H--8 | 0 | Afcon, 1-1/4" Pipe Sway Brace Clamp Model E-020 | 3" | na | na | na | na | Each | 0 | na | 0 | 0 | 0
5796 | 150010 | 119.06 | H--8 | 0 | Afcon, 1-1/4" Pipe Sway Brace Clamp Model E-020 | 4" | na | na | na | na | Each | 0 | na | 0 | 0 | 0
5797 | 151120 | 88.44 | H--8 | 0 | #030 Model K Sway Brace, 1" x 1" | na | na | na | na | na | Each | 0 | na | 0 | 0 | 0
5798 | 151020 | 88.44 | H--8 | 0 | #030 Model K Sway Brace, 1" x 1-1/4" | na | na | na | na | na | Each | 0 | na | 0 | 0 | 0
5799 | 151121 | 88.44 | H--8 | 0 | #030 Model K Sway Brace, 1" x 1-1/2" | na | na | na | na | na | Each | 0 | na | 0 | 0 | 0
5800 | 151007 | 88.44 | H--8 | 0 | #030 Model K Sway Brace, 1" x 2" | na | na | na | na | na | Each | 0 | na | 0 | 0 | 0
5801 | 151008 | 92.16 | H--8 | 0 | #030 Model K Sway Brace, 1" x 2-1/2" | na | na | na | na | na | Each | 0 | na | 0 | 0 | 0
5802 | 151009 | 93.31 | H--8 | 0 | #030 Model K Sway Brace, 1" x 3" | na | na | na | na | na | Each | 0 | na | 0 | 0 | 0
5803 | 151010 | 113.34 | H--8 | 0 | #030 Model K Sway Brace, 1" x 4" | na | na | na | na | na | Each | 0 | na | 0 | 0 | 0
5804 | 151122 | 637.09 | H--8 | 0 | #030 Model K Sway Brace, 1 x 5 | na | na | na | na | na | Each | 0 | na | 0 | 0 | 0
5805 | 151011 | 132.23 | H--8 | 0 | #030 Model K Sway Brace, 1" x 6" | na | na | na | na | na | Each | 0 | na | 0 | 0 | 0
5806 | 151012 | 141.39 | H--8 | 0 | #030 Model K Sway Brace, 1" x 8" | na | na | na | na | na | Each | 0 | na | 0 | 0 | 0
5807 | 151013 | 261.02 | H--8 | 0 | #030 Model K Sway Brace, 1" x 10" | na | na | na | na | na | Each | 0 | na | 0 | 0 | 0
5808 | 155010 | 88.44 | H--8 | 0 | #035 MODEL K SWAY BRACE, 1" X 1" | na | na | na | na | na | Each | 0 | na | 0 | 0 | 0
5809 | 155012 | 88.44 | H--8 | 0 | #035 MODEL K SWAY BRACE, 1" X 1-1/4" | na | na | na | na | na | Each | 0 | na | 0 | 0 | 0
5810 | 155015 | 88.44 | H--8 | 0 | #035 MODEL K SWAY BRACE, 1" X 1-1/2" | na | na | na | na | na | Each | 0 | na | 0 | 0 | 0
5811 | 155020 | 88.44 | H--8 | 0 | #035 MODEL K SWAY BRACE, 1" X 2" | na | na | na | na | na | Each | 0 | na | 0 | 0 | 0
5812 | 155025 | 92.16 | H--8 | 0 | #035 MODEL K SWAY BRACE, 1" X 2-1/2" | na | na | na | na | na | Each | 0 | na | 0 | 0 | 0
5813 | 155030 | 93.31 | H--8 | 0 | #035 MODEL K SWAY BRACE, 1" X 3" | na | na | na | na | na | Each | 0 | na | 0 | 0 | 0
5814 | 155040 | 113.34 | H--8 | 0 | #035 MODEL K SWAY BRACE, 1" X 4" | na | na | na | na | na | Each | 0 | na | 0 | 0 | 0
5815 | 155050 | 125.93 | H--8 | 0 | #035 MODEL K SWAY BRACE, 1" X 5" | na | na | na | na | na | Each | 0 | na | 0 | 0 | 0
5816 | 155060 | 132.23 | H--8 | 0 | #035 MODEL K SWAY BRACE, 1" X 6" | na | na | na | na | na | Each | 0 | na | 0 | 0 | 0
5817 | 155080 | 141.39 | H--8 | 0 | #035 MODEL K SWAY BRACE, 1" X 8" | na | na | na | na | na | Each | 0 | na | 0 | 0 | 0
5818 | 155100 | 261.02 | H--8 | 0 | #035 MODEL K SWAY BRACE, 1" X 10" | na | na | na | na | na | Each | 0 | na | 0 | 0 | 0
5819 | 152100 | 145.39 | H--9 | 0 | AF #040 Model K Sway Brace 1-1/4 x 6 | na | na | na | na | na | Each | 0 | na | 0 | 0 | 0
5820 | 152200 | 161.99 | H--9 | 0 | AF #040 Model K Sway Brace 1-1/4 x 8 | na | na | na | na | na | Each | 0 | na | 0 | 0 | 0
5821 | 150015 | 79.85 | H--9 | 0 | Afcon, Threaded Attachment End - Model-070 | 1" | na | na | na | na | Each | 0 | na | 0 | 0 | 0
5822 | 150221 | 79.85 | H--9 | 0 | #070 Threaded Attachment, 1" | na | na | na | na | na | Each | 0 | na | 0 | 0 | 0
5823 | 150019 | 102.75 | H--9 | 0 | #070 Threaded Attachment, 1 1/4" | na | na | na | na | na | Each | 0 | na | 0 | 0 | 0
5824 | 150016 | 76.13 | H--9 | 0 | #076 Universal End Attachment | na | na | na | na | na | Each | 0 | na | 0 | 0 | 0
5825 | 150021 | 76.99 | H--9 | 0 | Afcon, Locking Attachment - Model 077 | 1" | na | na | na | na | Each | 0 | na | 0 | 0 | 0
5826 | 150022 | 98.46 | H--9 | 0 | Afcon, Locking Attachment - Model 077 | 1-1/4" | na | na | na | na | Each | 0 | na | 0 | 0 | 0
5827 | 150029 | 69.27 | H--9 | 0 | #078 Lock Attachment Straight, 1" | na | na | na | na | na | Each | 0 | na | 0 | 0 | 0
5828 | 150130 | 75.85 | H--9 | 0 | #078 Lock Attachment Straight, 1-1/4" | na | na | na | na | na | Each | 0 | na | 0 | 0 | 0
5829 | 150025 | 168.29 | H--9 | 0 | #080 Adapter Plate | na | na | na | na | na | Each | 0 | na | 0 | 0 | 0
5830 | 150030 | 149.97 | H--9 | 0 | #086 I-Beam Adapter, Sway Brace Attachment | na | na | na | na | na | Each | 0 | na | 0 | 0 | 0
5831 | 150229 | 87.87 | H--9 | 0 | #085 Steel Web Joist, Sway Brace Adapter | na | na | na | na | na | Each | 0 | na | 0 | 0 | 0
5832 | 150031 | 127.65 | H--9 | 0 | #087 Steel Web Joist, Sway Brace Adapter | na | na | na | na | na | Each | 0 | na | 0 | 0 | 0
5833 | 150032 | 120.78 | H--9 | 0 | #088 Steel Web Joist, Sway Brace Adapter | na | na | na | na | na | Each | 0 | na | 0 | 0 | 0
5834 | 100138 | 9.92 | H--9 | 0 | #100 Beam Clamp | 3/8" | na | na | na | na | Each | 0 | na | 0 | 0 | 0
5835 | 100150 | 20.33 | H--9 | 0 | #100 Beam Clamp | 1/2" | na | na | na | na | Each | 0 | na | 0 | 0 | 0
5836 | 150163 | 9.57 | H--9 | 0 | #162 Retro Retaining Strap 6 for 3/8" & 1/2" Beam Clamp | na | na | na | na | na | Each | 0 | na | 0 | 0 | 0
5837 | 150164 | 9.57 | H--9 | 0 | #162 Retro Retaining Strap 8 for 3/8" & 1/2" Beam Clamp | na | na | na | na | na | Each | 0 | na | 0 | 0 | 0
5838 | 150165 | 11.35 | H--9 | 0 | #162 Retro Retaining Strap 10 for 3/8" & 1/2" Beam Clamp | na | na | na | na | na | Each | 0 | na | 0 | 0 | 0
5839 | 150166 | 13.74 | H--9 | 0 | #162 Retro Retaining Strap 12 for 3/8" & 1/2" Beam Clamp | na | na | na | na | na | Each | 0 | na | 0 | 0 | 0
5840 | 150167 | 15.17 | H--9 | 0 | #162 Retro Retaining Strap 14 for 3/8" & 1/2" Beam Clamp | na | na | na | na | na | Each | 0 | na | 0 | 0 | 0
5841 | 240100 | 36.07 | H--9 | 0 | #240 U-Bolt w/ Nut | 1" | na | na | na | na | Each | 0 | na | 0 | 0 | 0
5842 | 240125 | 40.65 | H--9 | 0 | #240 U-Bolt w/Nut | 1-1/4" | na | na | na | na | Each | 0 | na | 0 | 0 | 0
5843 | 150251 | 44.37 | H--9 | 0 | #240 U-Bolt w/ Nut | 1-1/2" | na | na | na | na | Each | 0 | na | 0 | 0 | 0
5844 | 150252 | 48.09 | H--9 | 0 | #240 U-Bolt w/ Nut 2" | na | na | na | na | na | Each | 0 | na | 0 | 0 | 0
5845 | 150256 | 167.15 | H--9 | 0 | #240 U-Bolt w/ Nut 6" | na | na | na | na | na | Each | 0 | na | 0 | 0 | 0
5846 | 150257 | 190.61 | H--9 | 0 | #240 U-Bolt w/ Nut 8" | na | na | na | na | na | Each | 0 | na | 0 | 0 | 0
5847 | 150258 | 305.67 | H--9 | 0 | #240 U-Bolt w/ Nut 10" | na | na | na | na | na | Each | 0 | na | 0 | 0 | 0
5848 | 300051 | 13.46 | H--9 | 0 | #300 Ring Hanger | 1/2" | na | na | na | na | Each | 0 | na | 0 | 0 | 0
5849 | 300075 | 3.15 | H--9 | 0 | #300 Ring Hanger | 3/4" | na | na | na | na | Each | 0 | na | 0 | 0 | 0
5850 | 300100 | 3.15 | H--9 | 0 | #300 Ring Hanger | 1" | na | na | na | na | Each | 0 | na | 0 | 0 | 0
5851 | 300125 | 3.33 | H--9 | 0 | #300 Ring Hanger | 1-1/4" | na | na | na | na | Each | 0 | na | 0 | 0 | 0
5852 | 300150 | 3.33 | H--9 | 0 | #300 Ring Hanger | 1-1/2" | na | na | na | na | Each | 0 | na | 0 | 0 | 0
5853 | 300200 | 3.33 | H--9 | 0 | #300 Ring Hanger | 2" | na | na | na | na | Each | 0 | na | 0 | 0 | 0
5854 | 300250 | 7.73 | H--9 | 0 | #300 Ring Hanger | 2-1/2" | na | na | na | na | Each | 0 | na | 0 | 0 | 0
5855 | 300300 | 8.48 | H--9 | 0 | #300 Ring Hanger | 3" | na | na | na | na | Each | 0 | na | 0 | 0 | 0
5856 | 300400 | 10.83 | H--9 | 0 | #300 Ring Hanger | 4" | na | na | na | na | Each | 0 | na | 0 | 0 | 0
5857 | 300600 | 24.05 | H--9 | 0 | #300 Ring Hanger | 6" | na | na | na | na | Each | 0 | na | 0 | 0 | 0
5858 | 300800 | 27.19 | H--9 | 0 | #300 Ring Hanger | 8" | na | na | na | na | Each | 0 | na | 0 | 0 | 0
5859 | 303200 | 36.35 | H--9 | 0 | #303 Ring Hanger, w/ 1/2"Rod Button | 2" | na | na | na | na | Each | 0 | na | 0 | 0 | 0
5860 | 303250 | 38.07 | H--9 | 0 | #303 Ring Hanger, w/ 1/2" Rod Button | 2-1/2" | na | na | na | na | Each | 0 | na | 0 | 0 | 0
5861 | 302026 | 7.51 | H--9 | 0 | Afcon, Surge Restrainer - Model 310 | 1" - 2" | na | na | na | na | Each | 0 | na | 0 | 0 | 0
5862 | 302023 | 7.51 | H--9 | 0 | Afcon, Surge Restrainer - Model 310 | 1-1/2" - 2" | na | na | na | na | Each | 0 | na | 0 | 0 | 0
5863 | 302022 | 7.51 | H--9 | 0 | Afcon, Surge Restrainer - Model 310 | 1" - 1-1/4" | na | na | na | na | Each | 0 | na | 0 | 0 | 0
5864 | 400100 | 24.9 | H--9 | 0 | #400 Riser Clamp | 1" | na | na | na | na | Each | 0 | na | 0 | 0 | 0
5865 | 400125 | 31.2 | H--9 | 0 | #400 Riser Clamp | 1-1/4" | na | na | na | na | Each | 0 | na | 0 | 0 | 0
5866 | 400150 | 31.2 | H--9 | 0 | #400 Riser Clamp, | 1-1/2" | na | na | na | na | Each | 0 | na | 0 | 0 | 0
5867 | 400200 | 37.5 | H--9 | 0 | #400 Riser Clamp, | 2" | na | na | na | na | Each | 0 | na | 0 | 0 | 0
5868 | 400250 | 38.07 | H--9 | 0 | #400 Riser Clamp | 2-1/2" | na | na | na | na | Each | 0 | na | 0 | 0 | 0
5869 | 400300 | 38.64 | H--9 | 0 | #400 Riser Clamp | 3" | na | na | na | na | Each | 0 | na | 0 | 0 | 0
5870 | 400400 | 53.24 | H--9 | 0 | #400 Riser Clamp, 4" | na | na | na | na | na | Each | 0 | na | 0 | 0 | 0
5871 | 400600 | 92.73 | H--9 | 0 | #400 Riser Clamp, 6" | na | na | na | na | na | Each | 0 | na | 0 | 0 | 0
5872 | 400800 | 156.84 | H--9 | 0 | #400 Riser Clamp, 8" | na | na | na | na | na | Each | 0 | na | 0 | 0 | 0
5873 | 400110 | 600.45 | H--9 | 0 | #400 Riser Clamp 10" | na | na | na | na | na | Each | 0 | na | 0 | 0 | 0
5874 | 410100 | 37.5 | H--9 | 0 | #410 Sway Brace Clamp | 1" | na | na | na | na | Each | 0 | na | 0 | 0 | 0
5875 | 410125 | 39.79 | H--9 | 0 | #410 Sway Brace Clamp | 1-1/4" | na | na | na | na | Each | 0 | na | 0 | 0 | 0
5876 | 410150 | 39.79 | H--9 | 0 | #410 Sway Brace Clamp | 1-1/2" | na | na | na | na | Each | 0 | na | 0 | 0 | 0
5877 | 410200 | 41.5 | H--9 | 0 | #410 Sway Brace Clamp | 2" | na | na | na | na | Each | 0 | na | 0 | 0 | 0
5878 | 410250 | 42.65 | H--9 | 0 | #410 Sway Brace Clamp | 2-1/2" | na | na | na | na | Each | 0 | na | 0 | 0 | 0
5879 | 410300 | 49.52 | H--9 | 0 | #410 Sway Brace Clamp | 3" | na | na | na | na | Each | 0 | na | 0 | 0 | 0
5880 | 410800 | 149.4 | H--9 | 0 | #410 Sway Brace Clamp | 8" | na | na | na | na | Each | 0 | na | 0 | 0 | 0
5881 | 415100 | 21.18 | H--10 | 0 | #415 Pipe Clamp | 1" | na | na | na | na | Each | 0 | na | 0 | 0 | 0
5882 | 415125 | 23.47 | H--10 | 0 | #415 Pipe Clamp | 1-1/4" | na | na | na | na | Each | 0 | na | 0 | 0 | 0
5883 | 415150 | 23.47 | H--10 | 0 | #415 Pipe Clamp | 1-1/2" | na | na | na | na | Each | 0 | na | 0 | 0 | 0
5884 | 415200 | 28.62 | H--10 | 0 | #415 Pipe Clamp | 2" | na | na | na | na | Each | 0 | na | 0 | 0 | 0
5885 | 415250 | 30.34 | H--10 | 0 | #415 Pipe Clamp | 2-1/2" | na | na | na | na | Each | 0 | na | 0 | 0 | 0
5886 | 415300 | 34.35 | H--10 | 0 | #415 Pipe Clamp | 3" | na | na | na | na | Each | 0 | na | 0 | 0 | 0
5887 | 415400 | 47.51 | H--10 | 0 | #415 Pipe Clamp | 4" | na | na | na | na | Each | 0 | na | 0 | 0 | 0
5888 | 415600 | 156.84 | H--10 | 0 | #415 Pipe Clamp | 6" | na | na | na | na | Each | 0 | na | 0 | 0 | 0
5889 | 415800 | 186.61 | H--10 | 0 | #415 Pipe Clamp | 8" | na | na | na | na | Each | 0 | na | 0 | 0 | 0
5890 | 90113 | 5.05 | H--10 | 0 | #510 Double Fastener | 3/4" | na | na | na | na | Each | 0 | na | 0 | 0 | 0
5891 | 90114 | 5.44 | H--10 | 0 | #510 Double Fastener | 1" | na | na | na | na | Each | 0 | na | 0 | 0 | 0
5892 | 90115 | 6.02 | H--10 | 0 | #510 Double Fastener | 1-1/4" | na | na | na | na | Each | 0 | na | 0 | 0 | 0
5893 | 90116 | 6.2 | H--10 | 0 | #510 Double Fastener | 1-1/2" | na | na | na | na | Each | 0 | na | 0 | 0 | 0
5894 | 90117 | 8.14 | H--10 | 0 | #510 Double Fastener | 2" | na | na | na | na | Each | 0 | na | 0 | 0 | 0
5895 | 90110 | 14.6 | H--10 | 0 | #510 Double Fastener | 2-1/2" | na | na | na | na | Each | 0 | na | 0 | 0 | 0
5896 | 90118 | 6.82 | H--10 | 0 | #511 Side Mount Fastener | 3/4" | na | na | na | na | Each | 0 | na | 0 | 0 | 0
5897 | 90119 | 7.63 | H--10 | 0 | #511 Side Mount Fastener | 1" | na | na | na | na | Each | 0 | na | 0 | 0 | 0
5898 | 90120 | 8.14 | H--10 | 0 | #511 Side Mount Fastener | 1-1/4" | na | na | na | na | Each | 0 | na | 0 | 0 | 0
5899 | 90121 | 8.71 | H--10 | 0 | #511 Side Mount Fastener | 1-1/2" | na | na | na | na | Each | 0 | na | 0 | 0 | 0
5900 | 90122 | 9.74 | H--10 | 0 | #511 Side Mount Fastener | 2" | na | na | na | na | Each | 0 | na | 0 | 0 | 0
5901 | 90230 | 5.91 | H--10 | 0 | #513 CPVC Single Fastener, 1 Hole | 3/4" | na | na | na | na | Each | 0 | na | 0 | 0 | 0
5902 | 90231 | 6.25 | H--10 | 0 | #513 CPVC Single Fastener, 1 Hole | 1" | na | na | na | na | Each | 0 | na | 0 | 0 | 0
5903 | 90232 | 6.36 | H--10 | 0 | #513 CPVC Single Fastener, 1 Hole | 1-1/4" | na | na | na | na | Each | 0 | na | 0 | 0 | 0
5904 | 90233 | 6.36 | H--10 | 0 | #513 CPVC Single Fastener, 1 Hole | 1-1/2" | na | na | na | na | Each | 0 | na | 0 | 0 | 0
5905 | 90234 | 7.56 | H--10 | 0 | #513 CPVC Single Fastener, 1 Hole | 2" | na | na | na | na | Each | 0 | na | 0 | 0 | 0
5906 | 90235 | 6.36 | H--10 | 0 | Afcon, CPVC Offset Hanger - Model 514 | 3/4" | na | na | na | na | Each | 0 | na | 0 | 0 | 0
5907 | 90236 | 6.59 | H--10 | 0 | Afcon, CPVC Offset Hanger - Model 514 | 1" | na | na | na | na | Each | 0 | na | 0 | 0 | 0
5908 | 90237 | 7.45 | H--10 | 0 | Afcon, CPVC Offset Hanger - Model 514 | 1-1/4" | na | na | na | na | Each | 0 | na | 0 | 0 | 0
5909 | 90238 | 9.74 | H--10 | 0 | Afcon, CPVC Offset Hanger - Model 514 | 1-1/2" | na | na | na | na | Each | 0 | na | 0 | 0 | 0
5910 | 90239 | 11.23 | H--10 | 0 | Afcon, CPVC Offset Hanger - Model 514 | 2" | na | na | na | na | Each | 0 | na | 0 | 0 | 0
5911 | 90245 | 21.18 | H--10 | 0 | Afcon, Double Offset CPVC Hanger - Model 515 | 3/4” | na | na | na | na | Each | 0 | na | 0 | 0 | 0
5912 | 90246 | 21.18 | H--10 | 0 | Afcon, Double Offset CPVC Hanger - Model 515 | 1” | na | na | na | na | Each | 0 | na | 0 | 0 | 0
5913 | 151023 | 9.74 | H--10 | 0 | #551 Threaded Side Connector | 3/8" | na | na | na | na | Each | 0 | na | 0 | 0 | 0
5914 | 150023 | 11.23 | H--10 | 0 | #552 Tapped Side Beam Connector | 3/8" | na | na | na | na | Each | 0 | na | 0 | 0 | 0
5915 | 151024 | 22.04 | H--10 | 0 | #555 Tapped Side Beam Connector | 1/2" | na | na | na | na | Each | 0 | na | 0 | 0 | 0
5916 | 150160 | 11.35 | H--10 | 0 | #610 Ceiling Plate | 3/8" | na | na | na | na | Each | 0 | na | 0 | 0 | 0
5917 | 150161 | 9.74 | H--10 | 0 | #611 Ceiling Plate | 3/8" | na | na | na | na | Each | 0 | na | 0 | 0 | 0
5918 | 150159 | 13.46 | H--10 | 0 | #615 Swivel | 3/8" | na | na | na | na | Each | 0 | na | 0 | 0 | 0
5919 | 655300 | POA | H--10 | 0 | #655 ATR 3/8 X 3 PIECE | na | na | na | na | na | Each | 0 | na | 0 | 0 | 0
5920 | 655400 | POA | H--10 | 0 | #655 ATR 3/8 X 4 PIECE | na | na | na | na | na | Each | 0 | na | 0 | 0 | 0
5921 | 655500 | POA | H--10 | 0 | #655 ATR 3/8 X 5 PIECE | na | na | na | na | na | Each | 0 | na | 0 | 0 | 0
5922 | 655600 | POA | H--10 | 0 | #655 ATR 3/8 X 6 PIECE | na | na | na | na | na | Each | 0 | na | 0 | 0 | 0
5923 | 655601 | POA | H--10 | 0 | #655 ATR 1/2 X 6 PIECE | na | na | na | na | na | Each | 0 | na | 0 | 0 | 0
5924 | 655700 | POA | H--10 | 0 | #655 ATR 1/2 X 7 PIECE | na | na | na | na | na | Each | 0 | na | 0 | 0 | 0
5925 | 655800 | POA | H--10 | 0 | #655 ATR 1/2 X 8 PIECE | na | na | na | na | na | Each | 0 | na | 0 | 0 | 0
5926 | 90123 | 1.15 | H--10 | 0 | #904 Hex Head Screw, | #8 x 1-1/4" | na | na | na | na | Each | 0 | na | 0 | 0 | 0
5927 | 90124 | 1.04 | H--10 | 0 | #905 Hex Head Screw, | #10 x 1" | na | na | na | na | Each | 0 | na | 0 | 0 | 0
5928 | 90240 | 1.04 | H--10 | 0 | #905 No-Block Backing Screw | na | na | na | na | na | Each | 0 | na | 0 | 0 | 0
5929 | 90241 | 2.12 | H--10 | 0 | #906 No-Block Backing Nut | na | na | na | na | na | Each | 0 | na | 0 | 0 | 0
5930 | 620112 | 1.5 | H--11 | 0 | STUD GUARD | 1-1/2" X 6" | na | na | na | na | Each | 0 | na | 0 | 0 | 0
5931 | 210055 | 0.76 | H--11 | 0 | JF FIN HX NT ZINC | 1/2 "- 13 | na | na | na | na | Each | 0 | na | 0 | 0 | 0
5932 | 210054 | 1.04 | H--11 | 0 | JF FIN HX NT ZINC | 3/8" - 16 | na | na | na | na | Each | 0 | na | 0 | 0 | 0
5933 | 200051 | 0.86 | H--11 | 0 | JF FLT WASHR USS PL | 1/2" | na | na | na | na | Each | 0 | na | 0 | 0 | 0
5934 | 200052 | 2.93 | H--11 | 0 | JF FLT WASHR USS PL | 5/8" | na | na | na | na | Each | 0 | na | 0 | 0 | 0
5935 | 200053 | 2.12 | H--11 | 0 | JF FLT WASHR USS PL | 3/4" | na | na | na | na | Each | 0 | na | 0 | 0 | 0
5936 | 200059 | 3.79 | H--11 | 0 | JF FLT WASHR USS PL | 7/8" | na | na | na | na | Each | 0 | na | 0 | 0 | 0
5937 | 200054 | 0.76 | H--11 | 0 | JF FN HX NT SL PL | 3/8" - 16 | na | na | na | na | Each | 0 | na | 0 | 0 | 0
5938 | 200055 | 0.76 | H--11 | 0 | JF FN HX NUT SL PL | 1/2 "- 13 | na | na | na | na | Each | 0 | na | 0 | 0 | 0
5939 | 200056 | 1.79 | H--11 | 0 | JF FN HX NT STL PL | 5/8" - 11 | na | na | na | na | Each | 0 | na | 0 | 0 | 0
5940 | 200057 | 2.36 | H--11 | 0 | JF FN HX NT STL PL | 3/4" - 10 | na | na | na | na | Each | 0 | na | 0 | 0 | 0
5941 | 200058 | 4.08 | H--11 | 0 | JF FN HX NT STL PL | 7/8" - 9 | na | na | na | na | Each | 0 | na | 0 | 0 | 0
5942 | 200060 | 9.28 | H--11 | 0 | JF HXHD CP SW PL 5/8-2-3/4 | 5/8" x 11 x 2-3/4 | na | na | na | na | Each | 0 | na | 0 | 0 | 0
5943 | 200061 | 5.44 | H--11 | 0 | JF HXHD CP SW PL 5/8-11X3 | 5/8" x 11 x 3 | na | na | na | na | Each | 0 | na | 0 | 0 | 0
5944 | 200062 | 9.28 | H--11 | 0 | JF HXHD CP SW3/4-10X3-1/2 | 3/4" x 10 x 3-1/2 | na | na | na | na | Each | 0 | na | 0 | 0 | 0
5945 | 200063 | 10.49 | H--11 | 0 | JF HXHD CP SCW PL3/4-10X4 | 3/4" x 10 x 4 | na | na | na | na | Each | 0 | na | 0 | 0 | 0
5946 | 200064 | 10.49 | H--11 | 0 | JF HXHD SCW PL | 7/8" x 9 x 4 | na | na | na | na | Each | 0 | na | 0 | 0 | 0
5947 | 200065 | 0.86 | H--11 | 0 | JF OD FINDER WASHER | 3/8" X 2" | na | na | na | na | Each | 0 | na | 0 | 0 | 0
5948 | 200066 | 0.86 | H--11 | 0 | JF OD FINDER WASHER | 1/2" X 2" | na | na | na | na | Each | 0 | na | 0 | 0 | 0
5949 | 210065 | 1.38 | H--11 | 0 | JF ZI FENDER WASHER | 3/8" X 2" | na | na | na | na | Each | 0 | na | 0 | 0 | 0
5950 | 210066 | 1.38 | H--11 | 0 | JF ZI FENDER WASHER | 1/2" X 2" | na | na | na | na | Each | 0 | na | 0 | 0 | 0
5951 | 210049 | 0.76 | H--11 | 0 | JF ZINC FLAT WASHER | 3/8" | na | na | na | na | Each | 0 | na | 0 | 0 | 0
5952 | 210051 | 1.04 | H--11 | 0 | JF ZINC FLAT WASHER | 1/2" | na | na | na | na | Each | 0 | na | 0 | 0 | 0
5953 | 32004 | 520.32 | J--1 | 0 | LA-CO Industries, Thread Sealant Paste, Slic-Tite | Quart | na | na | na | na | Each | 0 | na | 0 | 0 | 0
5954 | 32025 | 479.1 | J--1 | 0 | Thread Sealant Paste, Slic-Tite Qt BIC | Quart | na | na | na | na | Each | 0 | (Brush In Can) | 0 | 0 | 0
5955 | 32005 | 94.16 | J--1 | 0 | Grinnell Gasket Lubricant | Quart | na | na | na | na | Each | 0 | na | 0 | 0 | 0
5956 | 32017 | 47.51 | J--1 | 0 | LA-CO Industries, Pipe Markers (Valve Action) | na | na | na | White | na | Each | 0 | na | 0 | 0 | 0
5957 | 32018 | 47.51 | J--1 | 0 | LA-CO Industry Pipe Markers (Valve Action) Yellow | na | na | na | na | na | Each | 0 | na | 0 | 0 | 0
5958 | 23523 | 4.19 | J--1 | 0 | LA-CO Industries, Tape, Tefl-Tape | 1/2 x 520 | na | na | na | na | Each | 0 | na | 0 | 0 | 0
5959 | 23524 | 6.59 | J--1 | 0 | LA-CO Industries, Tape, Tefl-Tape | 3/4 x 520 | na | na | na | na | Each | 0 | na | 0 | 0 | 0
5960 | 33045 | 336.58 | J--1 | 0 | PE Permabond LH-056 350ML | 350ml | na | na | na | na | Each | 0 | na | 0 | 0 | 0
5961 | 23520 | 201.78 | J--1 | 0 | FPPI PipeFit AS Anaerobic Sealant 250ml | 250ml | na | na | na | na | Each | 0 | na | 0 | 0 | 0
5962 | 91560 | 308.53 | J--1 | 0 | NU-CLEAR CUTTING OIL 1 GAL | 1 Gallon | na | na | na | na | Each | 0 | na | 0 | 0 | 0
5963 | 415090100 | 24.9 | J--1 | 0 | IB2500 ADHESIVE 9.5G BOTTLE FOR DSB-2 | 9.5g Bottle | na | na | na | na | Each | 0 | na | 0 | 0 | 0
5964 | 23517 | 153.41 | J--1 | 0 | FPPI Sealant, FPPI Pipe Fit Thread Sealant | 1-quart Can | na | na | na | na | Each | 0 | na | 0 | 0 | 0
5965 | 31230 | 74.42 | J--1 | 0 | FPPI Sealant, Oatey Great White Thread Sealant | 4-ounce | na | na | na | na | Each | 0 | na | 0 | 0 | 0
5966 | 23521 | 59.53 | J--1 | 0 | FPPI LubeFit Gasket Lubricant | 2-LB | na | na | na | na | Each | 0 | na | 0 | 0 | 0
5967 | 2784 | 262.74 | K--1 | 0 | MIFAB / PMR, Access Doors, UA, Drywall | 12 X 12 | na | na | na | na | Each | 0 | na | 0 | 0 | 0
5968 | 2781 | 227.82 | K--1 | 0 | MIFAB / PMR, Access Doors, UA, Drywall | 16 X 16 | na | na | na | na | Each | 0 | na | 0 | 0 | 0
5969 | 21070 | 740.12 | K--1 | 0 | MIFAB / PMR, Access Doors, UA, Drywall | 12" x 24" | na | na | na | na | Each | 0 | na | 0 | 0 | 0
5970 | 21071 | 493.41 | K--1 | 0 | MIFAB / PMR, Access Doors, UA, Drywall | 14" x 14" | na | na | na | na | Each | 0 | na | 0 | 0 | 0
5971 | 21078 | 313.11 | K--1 | 0 | MIFAB / PMR, Access Doors, UA, Drywall | 8" x 8" | na | na | na | na | Each | 0 | na | 0 | 0 | 0
5972 | 21080 | 385.8 | K--1 | 0 | MIFAB / PMR, Access Doors, UA, Drywall | 10 X 10 | na | na | na | na | Each | 0 | na | 0 | 0 | 0
5973 | 21075 | 334.86 | K--1 | 0 | MIFAB / PMR, Access Doors, UA, Drywall | 12" x 12" | na | na | na | na | Each | 0 | na | 0 | 0 | 0
5974 | 21083 | 951.91 | K--1 | 0 | MIFAB / PMR, Access Doors, UA, Drywall | 16" x 20" | na | na | na | na | Each | 0 | na | 0 | 0 | 0
5975 | 21084 | 819.68 | K--1 | 0 | MIFAB / PMR, Access Doors, UA, Drywall | 16" x 24" | na | na | na | na | Each | 0 | na | 0 | 0 | 0
5976 | 21085 | 708.06 | K--1 | 0 | MIFAB / PMR, Access Doors, UA, Drywall | 18" x 18" | na | na | na | na | Each | 0 | na | 0 | 0 | 0
5977 | 21087 | 1712.63 | K--1 | 0 | MIFAB / PMR, Access Doors, UA, Drywall | 18 X 36 | na | na | na | na | Each | 0 | na | 0 | 0 | 0
5978 | 21076 | 978.81 | K--1 | 0 | MIFAB / PMR, Access Doors, UA, Drywall | 24" x 24" | na | na | na | na | Each | 0 | na | 0 | 0 | 0
5979 | 21094 | 1455.05 | K--1 | 0 | MIFAB / PMR, Access Doors, UA, Drywall | 24 X 36 | na | na | na | na | Each | 0 | na | 0 | 0 | 0
5980 | 21096 | 2220.92 | K--1 | 0 | MIFAB / PMR, Access Doors, UA, Drywall | 32 X 32 | na | na | na | na | Each | 0 | na | 0 | 0 | 0
5981 | 21097 | 2256.41 | K--1 | 0 | MIFAB / PMR, Access Doors, UA, Drywall | 36 X 36 | na | na | na | na | Each | 0 | na | 0 | 0 | 0
5982 | 21073 | 647.96 | K--1 | 0 | Access Door, CAD-FL-PK, Metal | 8"X8" | na | na | na | na | Each | 0 | na | 0 | 0 | 0
5983 | 22082 | 1052.65 | K--1 | 0 | Access Door, CAD-FL-PK, Metal | 12x18 | na | na | na | na | Each | 0 | na | 0 | 0 | 0
5984 | 21074 | 976.52 | K--1 | 0 | Access Door, CAD-FL-PK, Metal | 12x24 | na | na | na | na | Each | 0 | na | 0 | 0 | 0
5985 | 22071 | 789.92 | K--1 | 0 | Access Door, CAD-FL-PK, Metal | 16x16 | na | na | na | na | Each | 0 | na | 0 | 0 | 0
5986 | 22072 | 1141.94 | K--1 | 0 | Access Door, CAD-FL-PK, Metal | 16x16 | na | na | na | na | Each | 0 | na | 0 | 0 | 0
5987 | 22083 | 1015.44 | K--1 | 0 | Access Door, CAD-FL-PK, Metal | 16x20 | na | na | na | na | Each | 0 | na | 0 | 0 | 0
5988 | 22076 | 1932.43 | K--1 | 0 | Access Door, CAD-FL-PK, Metal | 36x36 | na | na | na | na | Each | 0 | na | 0 | 0 | 0
5989 | 22097 | 3966.74 | K--1 | 0 | Access Door, CAD-FL-PK, Metal | 36x36 | na | na | na | na | Each | 0 | na | 0 | 0 | 0
5990 | 22098 | 976.52 | K--1 | 0 | Access Door, CAD-FL, Metal | 12" x 24" | na | na | na | na | Each | 0 | na | 0 | 0 | 0
5991 | 22100 | 279.91 | K--1 | 0 | Access Door, Flush, Prime coated steel, UF5000, | 6" x 6" | na | na | na | na | Each | 0 | na | 0 | 0 | 0
5992 | 22101 | 284.49 | K--1 | 0 | Access Door, Flush, Prime coated steel, UF5000, | 8" x 8" | na | na | na | na | Each | 0 | na | 0 | 0 | 0
5993 | 22102 | 332.57 | K--1 | 0 | Access Door, Flush, Prime coated steel, UF5000, | 12" x 12" | na | na | na | na | Each | 0 | na | 0 | 0 | 0
5994 | 22103 | 508.87 | K--1 | 0 | Access Door, Flush, Prime coated steel, UF5000, | 12" x 18" | na | na | na | na | Each | 0 | na | 0 | 0 | 0
5995 | 22109 | 576.98 | K--1 | 0 | Access Door, Flush, Prime coated steel, UF5000, | 12" x 24" | na | na | na | na | Each | 0 | na | 0 | 0 | 0
5996 | 22104 | 508.3 | K--1 | 0 | Access Door, Flush, Prime coated steel, UF5000, | 16" x 16" | na | na | na | na | Each | 0 | na | 0 | 0 | 0
5997 | 22105 | 556.95 | K--1 | 0 | Access Door, Flush, Prime coated steel, UF5000, | 18" x 18" | na | na | na | na | Each | 0 | na | 0 | 0 | 0
5998 | 22106 | 746.99 | K--1 | 0 | Access Door, Flush, Prime coated steel, UF5000, | 18" x 24" | na | na | na | na | Each | 0 | na | 0 | 0 | 0
5999 | 22107 | 828.27 | K--1 | 0 | Access Door, Flush, Prime coated steel, UF5000, | 18" x 24" | na | na | na | na | Each | 0 | na | 0 | 0 | 0
6000 | 22108 | 1326.83 | K--1 | 0 | Access Door, Flush, Prime coated steel, UF5000, | 24" x 36" | na | na | na | na | Each | 0 | na | 0 | 0 | 0